## Storage
S.No | Location | DC | Floor /Rack location | Device Type | Name | Ipaddress Admin LAN | Serial No. | Cost Center | Asset Tag / Equipment No. | Vendor | Model | NAS Node Name | EOM | KUG | LOB | Cust PoC | OCI | CSC | PO / SC | SISM 1 | SISM 2 | Special Comments
1 | Germany | ROT13-DC2 | RZ61/3R/3 | NAS - Cluster | es4001cs1, es4001cs2 | 10.66.213.225, 10.66.213.226 | CKM00113301175 |  | 3000314547,3000314548,3000305751,3000305752,3000305753,3000305754 | EMC | VNX7500 | es4001cs1, es4001cs2 | 2014-12-07 | Dedicated Storage | KPS | Martin | Yes | Yes |  | https://cmp.wdf.sap.corp/sism/default.htm?object_key=00205495930003376455 | https://cmp.wdf.sap.corp/sism/default.htm?object_key=00205495930003376460 | 6/16/14: Don't overwrite EX SISM says host name es4005
2 | Germany | ROT06-DC1 | RZ22/15R/3 | NAS - Cluster | es4006cs1, es4006cs2 | 10.66.212.4, 10.66.212.5 | CKM00115200221 |  | 3000314549,3000314550,3000305755,3000305756,3000305757,3000305758 | EMC | VNX7500 | es4006cs1, es4006cs2 | 2016-01-24 | Dedicated Storage | KPS | Martin | Yes | Yes |  | https://cmp.wdf.sap.corp/sism/default.htm?object_key=00205495930003412328 | https://cmp.wdf.sap.corp/sism/default.htm?object_key=00205495930003412329 | 6/16/14: SISM 1 has no IP
3 | Germany | ROT06-DC2 | RZ22/15R/9 | NAS - Cluster | es4010cs1, es4010cs2 | 10.66.212.15, 10.66.212.16 | CKM00120900535 |  | 3000314551,3000314552,3000312635,3000312636,3000312637,3000312638 | EMC | VNX7500 | es4010cs1, es4010cs2 | 2016-03-27 | VMware | VMware | Martin | Yes | Yes |  | https://cmp.wdf.sap.corp/sism/default.htm?object_key=00205495930003389552 | https://cmp.wdf.sap.corp/sism/default.htm?object_key=00205495930003389525 | 6/16/14: SISM located in DC1
4 | Germany | ROT13-DC2 | RZ41/1R/14 | NAS - Cluster | es4014cs1, es4014cs2 | 10.66.213.233, 10.66.213.234 | CKM00120900337 |  | 3000314553,3000314554,3000313573,3000313574,3000313575,3000313576 | EMC | VNX7500 | es4014cs1, es4014cs2 | 2016-04-16 | VMware | VMware | Martin | Yes | Yes |  | https://cmp.wdf.sap.corp/sism/default.htm?object_key=00205495930003376413 | https://cmp.wdf.sap.corp/sism/default.htm?object_key=00205495930003376418
5 | Germany | ROT06-DC1 | RZ22/15R/13 | NAS - Cluster | es4018cs1, es4018cs2 | 10.66.212.20, 10.66.212.21 | CKM00121300342 |  | 3000314555,3000314556,3000313582,3000313583,3000313584,3000313585 | EMC | VNX7500 | es4018cs1, es4018cs2 | 2016-04-18 | Dedicated Storage | KPS | Martin | Yes | Yes |  | https://cmp.wdf.sap.corp/sism/default.htm?object_key=00205495930003413298 | https://cmp.wdf.sap.corp/sism/default.htm?object_key=00205495930003413281
6 | Germany | ROT06-DC1 | RZ22/15R/6 | NAS - Cluster | es4022cs1, es4022cs2 | 10.66.212.25, 10.66.212.26 | CKM00120500124 |  | 3000314557,3000314558,3000313578,3000313579,3000313580,3000313581 | EMC | VNX7500 | es4022cs1, es4022cs2 | 2016-04-18 | VMware | VMware | Martin | Yes | Yes |  | https://cmp.wdf.sap.corp/sism/default.htm?object_key=00205495930003376355 | https://cmp.wdf.sap.corp/sism/default.htm?object_key=00205495930003376368
7 | Germany | ROT13-DC2 | RZ41/1R/4 | NAS - Cluster | es4026cs1, es4026cs2 | 10.66.213.238, 10.66.213.239 | CKM00122300989 |  | 3000315892,3000315893,3000315819,3000315820,3000315821,3000315822 | EMC | VNX7500 | es4026cs1, es4026cs2 | 2016-07-03 | VMware | VMware | Martin | Yes | Yes |  | https://cmp.wdf.sap.corp/sism/default.htm?object_key=00205495930003661069
8 | Germany | ROT06-DC1 | RZ21/3R/15 | NAS - Cluster | es4030cs1, es4030cs2 | 10.66.212.32, 10.66.212.33 | CKM00121400590 |  | 3000317842,3000317843,3000317844,3000317845,3000317846,3000317847 | EMC | VNX7500 | es4030cs1, es4030cs1 | 2016-08-19 | VMware | VMware | Martin | Yes | Yes |  | https://cmp.wdf.sap.corp/sism/default.htm?object_key=00205495930004103681 | https://cmp.wdf.sap.corp/sism/default.htm?object_key=00205495930004103674
9 | Germany | ROT06-DC1 | RZ21/4R/20 | NAS - Cluster | es4034cs1, es4034cs2 | 10.66.212.37, 10.66.212.38 | CKM00122901039 |  | 3000317848,3000317849,3000317850,3000317851,3000317852,3000317853 | EMC | VNX7500 | es4034cs1, es4034cs2 | 2016-08-31 | VMware | VMware | Martin | Yes | Yes |  | https://cmp.wdf.sap.corp/sism/default.htm?object_key=00205495930003971260 | https://cmp.wdf.sap.corp/sism/default.htm?object_key=00205495930003971193
10 | Germany | ROT06-DC1 | RZ21/4R/15 | NAS - Cluster | derotem40007cs1, derotem40007cs2 | 10.66.212.42, 10.66.212.43 | CKM00123200059 |  | 3000317618,3000317619,3000317620,3000317621,3000317624,3000317625 | EMC | VNX7500 | derotem40007cs1, derotem40007cs2 | 2016-09-23 | VMware | VMware | Martin | Yes | Yes |  | https://cmp.wdf.sap.corp/sism/default.htm?object_key=00205495930004069222 | https://cmp.wdf.sap.corp/sism/default.htm?object_key=00205495930004069217 | 6/16/14: Asset tag for SISM 1 and 2 is not listed
11 | Germany | ROT13-DC2 | RZ41/1L/4 | NAS - Cluster | es4042cs1, es4042cs2 | 10.66.213.243, 10.66.213.244 | CKM00123200055 |  | 3000317614,3000317615,3000317616,3000317617,3000317622,3000317623 | EMC | VNX7500 | es4042cs1, es4042cs2 | 2016-09-23 | VMware | Vmware | Martin | Yes | Yes |  | https://cmp.wdf.sap.corp/sism/default.htm?object_key=00205495930004069175 | https://cmp.wdf.sap.corp/sism/default.htm?object_key=00205495930004069280 | 6/16/14: Asset tag for SISM 1 and 2 is not listed
12 | Germany | ROT13-DC2 | RZ68/R1/3 | NAS - Cluster | derotem00001cs1, derotem00001cs2 | 10.66.212.75, 10.66.212.76 | CKM00123701181 |  | 3000319890,3000319891,3000319892,3000319893,3000320091,3000320092 | EMC | VNX7500 | derotem00001cs1, derotem00001cs2 | 2016-10-22 | Dedicated Storage | KPS | Martin | Yes | Yes |  | https://cmp.wdf.sap.corp/sism/default.htm?object_key=00205495930004030412 | https://cmp.wdf.sap.corp/sism/default.htm?object_key=00205495930004032689
13 | Germany | ROT13-DC2 | RZ68/R1/7 | NAS - Cluster | derotem00005cs1, derotem00005cs2 | 10.66.212.82, 10.66.212.83 | CKM00123801905 |  | 3000319894,3000319895,3000319896,3000319897,3000320093,3000320094 | EMC | VNX7500 | derotem00005cs1, derotem00005cs2 | 2016-10-22 | VMware | VMware | Martin | Yes | Yes |  | https://cmp.wdf.sap.corp/sism/default.htm?object_key=00205495930004033161 | https://cmp.wdf.sap.corp/sism/default.htm?object_key=00205495930004033162
14 | La Crosse | LCX | R3 Rack 4/5 | NAS - Cluster | Uslseemccs0, Uslseemccs1 | 10.165.69.198, 10.165.69.199 | APM00114701080 |  | 464995 | EMC | VNX5700 | Uslseemccs0, Uslseemccs1 | 2015-01-19 | Shared SAN | Shared SAN | Steve, Peg | Yes | Yes |  | No
15 | Germany | ROT13-DC2 | RZ63 | NAS - Cluster | derotem00017cs1, derotem00017cs2 | 10.67.76.13, 10.67.76.14 | CKM00124200544 |  | 3000345550; 3000345560; 3000345551; 3000345552 | EMC | VNX5700 | derotem00017cs1, derotem00017cs2 | 2017-04-17 | Dedicated Storage | Monsoon | Martin | Yes | Yes |  | https://cmp.wdf.sap.corp/sism/default.htm?object_key=00205495930005426143 | https://cmp.wdf.sap.corp/sism/default.htm?object_key=00205495930005426115 | 6/16/14: Floor/Rack location is RZ50/3L/11, IP-Address for SISM 1 and 2 are incorrect
16 | Germany | ROT13-DC2 | RZ68/R1/11 | NAS - Cluster | derotem90037cs1, derotem90037cs2 | 10.66.212.87, 10.66.212.88 | CKM00123702910 |  | 3000338769,3000338770,3000338771,3000338772,3000338773,3000338774 | EMC | VNX7500 | derotem90037cs1, derotem90037cs2 | 2016-09-26 | Vmware | VMware | Martin | Yes | Yes |  | https://cmp.wdf.sap.corp/sism/default.htm?object_key=00205495930004034584 | https://cmp.wdf.sap.corp/sism/default.htm?object_key=00205495930004034600 | 6/16/14: Asset tag for SISM 2 is not listed
17 | Germany | ROT06-DC1 | RZ21/15R/19 | NAS - Cluster | derotem00023cs1, derotem00023cs2 | 10.68.165.193, 10.68.165.194 | CKM00124401322 |  | 3000342229,3000342230,3000342219,3000342220,3000342221 | EMC | VNX5700 | derotem00023cs1, derotem00023cs2 | 2017-01-27 | Dedicated Storage | Monsoon | Martin | Yes | Yes |  | https://cmp.wdf.sap.corp/sism/default.htm?object_key=00205495930004181070 | https://cmp.wdf.sap.corp/sism/default.htm?object_key=00205495930004181071
18 | Germany | ROT | RZ41 | NAS - Cluster | derotem00027cs1, derotem00027cs2 | 10.66.213.247, 10.66.213.248 | CKM00131300890 |  | 3000345919,3000345920,3000345921,3000345922,3000345923 | EMC | VNX5700 | derotem00027cs1, derotem00027cs2 | 2017-04-30 | Dedicated Storage | DLM | Joachim | Yes | Yes
19 | Germany | ROT06-DC1 | RZ21/4R/17 | NAS - Cluster | derotem40001cs1, derotem40001cs2 | 10.66.212.57, 10.66.212.58 | APM00125158214 |  | 3000346969; 3000346970; 3000346971; 3000347741; 3000347742 | EMC | VNX5700 | derotem40001cs1, derotem40001cs2 | 2017-04-29 | VMware | VMware | Martin | Yes | Yes |  | https://cmp.wdf.sap.corp/sism/default.htm?object_key=00205495930005047821 | https://cmp.wdf.sap.corp/sism/default.htm?object_key=00205495930005047832 | 6/17/14: IP-Address for SISM 1 and 2 are incorrect
20 | Germany | ROT13-DC2 | RZ69/R2/16 | NAS - Cluster | derotem40004cs1, derotem40004cs2 | 10.66.212.121, 10.66.212.122 | APM00125158209 |  | 3000346972; 3000346973; 3000346974; 3000347743; 3000347744 | EMC | VNX5700 | derotem40004cs1, derotem40004cs2 | 2017-04-29 | VMware | VMware | Martin | Yes | Yes |  | https://cmp.wdf.sap.corp/sism/default.htm?object_key=00205495930005047859 | https://cmp.wdf.sap.corp/sism/default.htm?object_key=00205495930005047843
21 | Germany | ROT13-DC2 | RZ50/5L/3 | NAS - Cluster | derotem30001cs1, derotem30001cs2 | 10.67.85.21, 10.67.85.22 | APM00130922562 |  | 3000346718; 3000346719; 3000346720; 3000347673; 3000347674 | EMC | VNX5700 | derotem30001cs1, derotem30001cs2 | 2017-04-29 | Dedicated Storage | Monsoon | Martin | Yes | Yes |  | https://cmp.wdf.sap.corp/sism/default.htm?object_key=00205495930005428002 | https://cmp.wdf.sap.corp/sism/default.htm?object_key=00205495930005428003
22 | Germany | Wdf20-Zentralgebaeude | RZ13/1/2 | NAS - Cluster | derotem30004cs1, derotem30004cs2 | 10.67.85.26, 10.67.85.27 | APM00125158211 |  | 3000346721; 3000346722; 3000346723; 3000347675; 3000347676 | EMC | VNX5700 | derotem30004cs1, derotem30004cs2 | 2017-04-29 | Dedicated Storage | Monsoon | Martin | Yes | Yes |  | https://cmp.wdf.sap.corp/sism/default.htm?object_key=00205495930005428049 | https://cmp.wdf.sap.corp/sism/default.htm?object_key=00205495930005428047
23 | Sterling, VA | WDCX1-Savvis (DC4) | GU05 | SAN - Modular | usiadem00004spa, usiadem00004spb | 172.22.3.98, 172.22.3.99 | APM00132017575 |  | 538639 | EMC | VNX7500 | usiadem00004spa, usiadem00004spb | 2017-07-10 | Dedicated Storage | IQ | Peg | Yes | Yes |  | https://cmp.wdf.sap.corp/sism/default.htm?object_key=00205495930005140275 |  | Iqcore devices 6/17/14: SISM 1 is located in GU04
24 | Sterling, VA | WDCX1-Savvis (DC4) | GU04 | SAN - Modular | usiadem00005spa, usiadem00005spb | 172.22.3.103, 172.22.3.104 | APM00132015896 |  | 538637 | EMC | VNX7500 | usiadem00005spa, usiadem00005spb | 2017-07-10 | Dedicated Storage | IQ | Peg | Yes | Yes |  | https://cmp.wdf.sap.corp/sism/default.htm?object_key=00205495930005144685 |  | Iqcore devices
25 | Sterling, VA | WDCX1-Savvis (DC4) | GU09 | SAN - Modular | usiadem00006spa, usiadem00006spb | 172.22.3.108, 172.22.3.109 | APM00131631735 |  | 538638 | EMC | VNX5100 | usiadem00006spa, usiadem00006spb | 2017-07-10 | Dedicated Storage | IQ | Peg | Yes | Yes |  | https://cmp.wdf.sap.corp/sism/default.htm?object_key=00205495930005140294 |  | Iqcore devices
26 | NSQ | NSQ | 11N07 | NAS - Cluster | usphlem00001cs0, usphlem00001cs1 | 172.22.3.76 | APM00130922560 |  | 543377 | EMC | VNX7500 | usphlem00001cs0, usphlem00001cs1 | 2017-04-29 | Shared NAS | Shared NAS | Peg | Yes | Yes |  | https://cmp.wdf.sap.corp/sism/default.htm?object_key=00205495930005165831
27 | Finland | SAP Labs Finland Oy Keilasatama 5 02150 Espoo Finland | Building: HEL01 Floor : F6 Room : 6117 Row : R1 Cabinet : CA.2 | SAN - Modular | fihelsemc01SPA, fihelsemc01SPB | 10.55.213.150, 10.55.213.151 | CKM00130300129 |  | 60256293 | EMC | VNX5300 | fihelsemc01SPA, fihelsemc01SPB | 2016-02-26 | Sybase | Sybase |  | Yes | Yes
28 | Dublin | DUB |  | NAS - Cluster | USDUBEM00001cs0, USDUBEM00001cs1 | 10.172.129.21, 10.172.129.22 | APM00130710854 |  | 541494 | EMC | VNX7500 | USDUBEM00001cs1, USDUBEM00001cs2 | 2017-04-29 | Sybase | Sybase | Anil | Yes | Yes
29 | Dublin | DUB |  | NAS - Cluster | USDUBEM00004cs0, USDUBEM00004cs1 | 10.172.129.31, 10.172.129.32 | APM00131004763 |  | 541495 | EMC | VNX7500 | USDUBEM00007cs1, USDUBEM00007cs2 | 2017-04-29 | Sybase | Sybase | Anil | Yes | Yes
30 | Dublin | DUB |  | NAS - Cluster | USDUBEM00007cs0, USDUBEM00007cs1 | 10.172.129.36, 10.172.129.37 | APM00130922557 |  | 541496 | EMC | VNX7500 | USDUBEM00010cs1, USDUBEM00010cs2 | 2017-04-29 | Sybase | Sybase | Anil | Yes | Yes
31 | Dublin | DUB |  | NAS - Cluster | USDUBEM00010cs0, USDUBEM00010cs1 | 10.172.129.26, 10.172.129.27 | APM00131004764 |  | 541497 | EMC | VNX7500 | USDUBEM30010cs1, USDUBEM30010cs2 | 2017-04-29 | Sybase | Sybase | Anil | Yes | Yes
32 | Dublin | DUB |  | NAS - Cluster | USDUBEM30001cs1, USDUBEM30001cs2 | 10.173.11.12, 10.173.11.13 | APM00131004762 |  | 93023 | EMC | VNX7500 | USDUBEM30001cs1, USDUBEM30001cs2 | 2017-04-29 | Dedicated Storage | Monsoon | Bob | Yes | Yes
33 | Sterling, VA | WDCX1-Savvis (DC4) | GU19 | NAS - Cluster | USSTLEM30007cs1, USSTLEM30007cs2 | 10.9.28.12, 10.9.28.13 | APM00125158213 |  | 538636 | EMC | VNX7500 | USSTLEM30007cs1, USSTLEM30007cs2 | 2017-04-29 | Dedicated Storage | Monsoon | Bob | Yes | Yes |  | https://cmp.wdf.sap.corp/sism/default.htm?object_key=00205495930004906161 |  | 6/17/14: IP-Address for SISM 1 is incorrect
34 | Germany | ROT | RZ68/1R14-15 | NAS - Cluster | derotem40011cs1, derotem40011cs2 | 10.66.212.102, 10.66.212.103 | CKM00134903984 |  | 30122195 | EMC | VNX8000 | derotem40011cs1, derotem40011cs2 | 2018-01-03 | VMware | VMware | Martin | Yes | Yes
35 | Sterling, VA | WDCX1-Savvis (DC4) | 33 | NAS - Cluster | Netapp1VM, Netapp2VM | 172.22.3.9, 172.22.3.10 | 70004406, 70004407 |  | 480011,480011 | Netapp | 3170 | Netapp1VM, Netapp2VM | 2014-08-31 | VMware | VMware | Peg | Yes | Yes |  |  |  | 6/4/14: Quote requested and received for maintenance extension.
36 | NSQ | NSQ | 9AN11 | NAS - Cluster | NetApp3tlm, NetApp4tlm | 172.22.3.7, 172.22.3.8 | 700000184319, 700000184321 |  | 483841,483841 | Netapp | 3160 | NetApp3tlm, NetApp4tlm | 2014-08-31 | Dedicated Storage | TLM | Kevin | Yes | Yes |  | https://cmp.wdf.sap.corp/sism/default.htm?object_key=00205495930002170796 |  | 5/15/14: Talked with NetApp About adding drives to usphlnpc00019 then Decoming this system.
37 | NSQ | NSQ | 9AN08 | NAS - Cluster | NetApp5VM, NetApp6VM | 172.22.3.11, 172.22.3.12 | 700000404824, 700000320169 |  | 484027,484027 | Netapp | 3170 | NetApp5VM, NetApp6VM | 2014-10-31 | VMware | VMware | Peg | Yes | Yes |  | https://cmp.wdf.sap.corp/sism/default.htm?object_key=00205495930002200727 |  | 6/4/14: meeting scheduled with VMware team about requirements for refresh
38 | NSQ | NSQ | PP11 | NAS - Cluster | Netapp7lab, Netapp8lab | 172.22.3.13, 172.22.3.14 | 700000077918, 700000478356 |  | 488727,488727 | Netapp | 3140 | Netapp7lab, Netapp8lab | 2014-12-31 | VMware | VMware | Peg | Yes | Yes |  | https://cmp.wdf.sap.corp/sism/default.htm?object_key=00205495930002231344
39 | Palo Alto | Plao Alto | Bldg 1 | NAS - Cluster | naspal14, naspal15 | 10.48.226.56, 10.48.226.57 | 700000707446, 800000131704 |  | 489174 | Netapp | FAS6240 | naspal14, naspal15 | 2014-12-31 | Dedicated Storage | LABS | Peg | Yes | Yes |  |  | https://cmp.wdf.sap.corp/sism/default.htm?object_key=00205495930002225396 | No Changes till 7/1/2014
40 | Palo Alto | Plao Alto |  | NAS - Cluster | naspal18p, naspal19p | 10.49.30.149, 10.49.30.150 | 700000611001, 700000611013 |  | 489174 | Netapp | FAS3270 | naspal18p, naspal19p | 2015-04-30 | Dedicated Storage | LABS | Peg | Yes | Yes |  | No |  | No Changes till 7/1/2014
41 | Vancouver | Vancouver | 1401 | NAS - Cluster | cavanfiler03a, cavanfiler03b | 10.160.15.33, 10.160.15.34 | 700000476126, 700000476138 |  | 479538 | Netapp | 3170 | cavanfiler03a, cavanfiler03b | 2014-12-31 | VMware | VMware | Steve | Yes | Yes |  | https://cmp.wdf.sap.corp/sism/default.htm?object_key=00205495930002462731 |  | 6/17/14: SISM 1 is located in 1418. IP-Address is incorrect
42 | Vancouver | Vancouver | 1418 | NAS - Cluster | cavanfiler04a, cavanfiler04b | 10.160.15.35, 10.160.15.36 | 700000486913, 700000486925 |  | 479173 | Netapp | 3170 | cavanfiler04a, cavanfiler04b | 2014-12-31 | Shared NAS | Shared NAS | Steve | Yes | Yes |  | https://cmp.wdf.sap.corp/sism/default.htm?object_key=00205495930002460379 |  | 6/17/14: SISM 1 is located in 1401, IP-Address is incorrect
44 | Germany | ROT - DC2 | RZ62/ 8 | NAS - Cluster | ns0073, ns0074 | 10.66.213.136, 10.66.213.137 | 200000004923, 80008786 |  | 3000234147,3000234147 | Netapp | FAS3160A | ns0073, ns0074 | 2013-09-30 | Shared NAS | Shared NAS | Joachim | Yes | Yes |  | https://cmp.wdf.sap.corp/sism/default.htm?object_key=00201212140001967744 |  | 5/15/14: Migrations in Progress 95% complete, 6/17/14: IP-Address for SISM 1 is not listed
45 | Germany | ROT - DC2 | RZ60/3 | NAS - Cluster | ns0075, ns0076 | 10.66.213.104, 10.66.213.105 | 800000106814, 800000107404 |  | 3000276947,3000276948 | Netapp | FAS6280 | ns0075, ns0076 | 2015-02-28 | Shared NAS | Shared NAS | Joachim | Yes | Yes |  | https://cmp.wdf.sap.corp/sism/default.htm?object_key=00205495930002235934 |  | 6/17/14: IP-Address for SISM 1 is not listed
46 | Germany | WDF20 | RZ14/5 | NAS - Cluster | ns0077, ns0078 | 10.66.213.116, 10.66.213.117 | 200000133114, 200000133140 |  | 3000281856,3000281857 | Netapp | FAS3170 | ns0077, ns0078 | 2015-04-30 | Shared NAS | Shared NAS | Joachim | Yes | Yes |  | https://cmp.wdf.sap.corp/sism/default.htm?object_key=00205495930002270280 | https://cmp.wdf.sap.corp/sism/default.htm?object_key=00205495930002270289 | 6/17/14: IP-Address for SISM 1 and 2 is not listed
47 | Germany | ROT13-DC2 | RZ52/2R/6 | NAS - Cluster | ns0079, ns0080 | 10.66.213.180, 10.66.213.181 | 200000313300, 200000313312 |  | 3000282147,3000282146 | Netapp | FAS3270 | ns0079, ns0080 | 2015-04-30 | Shared NAS | Shared NAS | Joachim | Yes | Yes |  | https://cmp.wdf.sap.corp/sism/default.htm?object_key=00205495930002336164 | https://cmp.wdf.sap.corp/sism/default.htm?object_key=00205495930002336157 | 6/17/14: IP-Address for SISM 1 and 2 is not listed
48 | Germany | ROT06-DC1 | RZ21/5R/7 | NAS - Cluster | ns0081, ns0082 | 10.66.213.164, 10.66.213.165 | 800000103070, 800000107428 |  | 3000282271,3000282272 | Netapp | FAS6280 | ns0081, ns0082 | 2015-04-30 | Shared NAS | Shared NAS | Joachim | Yes | Yes |  | https://cmp.wdf.sap.corp/sism/default.htm?object_key=00205495930002346444 | https://cmp.wdf.sap.corp/sism/default.htm?object_key=00205495930002346234 | 6/17/14: IP-Address for SISM 1 and 2 is not listed
49 | Germany | ROT13-DC2 | RZ60/3R/13 | NAS - Cluster | ns0083, ns0084 | 10.16.213.106, 10.16.213.107 | 800000107117, 800000106826 |  | 3000282229,3000282230 | Netapp | FAS6280 | ns0083, ns0084 | 2015-04-30 | Shared NAS | Shared NAS | Joachim | Yes | Yes |  | https://cmp.wdf.sap.corp/sism/default.htm?object_key=00205495930002399658 | https://cmp.wdf.sap.corp/sism/default.htm?object_key=00205495930002399645 | 6/17/14: IP-Address for SISM 1 and 2 is not listed
50 | Germany | ROT06-DC1 | RZ21/5R/5 | NAS - Cluster | ns0085, ns0086 | 10.66.213.166, 10.66.213.38 | 800000107416, 800000107442 |  | 3000282267,3000282269 | Netapp | FAS6280 | ns0085, ns0086 | 2015-04-30 | Shared NAS | Shared NAS | Joachim | Yes | Yes |  | https://cmp.wdf.sap.corp/sism/default.htm?object_key=00205495930002445854 | https://cmp.wdf.sap.corp/sism/default.htm?object_key=00205495930002445527 | 6/17/14: IP-Address for SISM 1 and 2 is not listed. Asset tag for SISM 2 is incorrect, SISM 2 is located in ROT13-DC2 RZ40/6L/9
54 | Germany | ROT-DC2 | RZ63/6L/3 | NAS - Cluster | ns4009, ns4010 | 10.67.136.94, 10.67.136.95 | 200000107660, 200000107696 |  | 3000245337,3000245338 | Netapp | FAS3140A | ns4009, ns4010 | 2015-03-31 | VMware | VMware | Martin | Yes | Yes |  | https://cmp.wdf.sap.corp/sism/default.htm?object_key=00205495930002071918 | https://cmp.wdf.sap.corp/sism/default.htm?object_key=00205495930002071687 | 6/17/14: IP-Address for SISM 1 and 2 is not listed
55 | Germany | ROT-DC2 | RZ61/7L/7 | NAS - Cluster | ns4011, ns4012 | 10.66.213.196, 10.66.213.197 | 200000105519, 20020002 |  | 3000245563,3000245564 | Netapp | FAS3170A | ns4011, ns4012 | 2014-03-31 | VMware | VMware | Martin | Yes | Yes |  | https://cmp.wdf.sap.corp/sism/default.htm?object_key=00205495930002074118 |  | 5/22/14: Data migration in progress. Approx 98% completed. 6/17/14: IP-Address for SISM 1 is not listed
56 | Germany | ROT-DC2 | RZ61/7L/8 | NAS - Cluster | ns4013, ns4014 | 10.66.213.198, 10.66.213.199 | 200000114778, 200000114780 |  | 3000246391,3000246392 | Netapp | FAS3170A | ns4013, ns4014 | 2014-03-31 | VMware | VMware | Martin | Yes | Yes |  | https://cmp.wdf.sap.corp/sism/default.htm?object_key=00205495930002077372 | https://cmp.wdf.sap.corp/sism/default.htm?object_key=00205495930002077371 | 5/22/14: Data migration in progress. Approx 96% completed. 6/17/14: IP-Address for SISM 1 and 2 is not listed
57 | Germany | ROT-DC2 | RZ61/6L/6 | NAS - Cluster | ns4015, ns4016 | 10.66.213.200, 10.66.213.201 | 200000168755, 200000170904 |  | 3000252555,3000252556 | Netapp | FAS3170A | ns4015, ns4016 | 2014-07-31 | VMware | VMware | Martin | Yes | Yes |  | https://cmp.wdf.sap.corp/sism/default.htm?object_key=00205495930002151245 | https://cmp.wdf.sap.corp/sism/default.htm?object_key=00205495930002151250 | 6/17/14: IP-Address for SISM 1 and 2 is not listed 5/19/14: discussion with the customer about a potential maintenance extension 4/23/14: First mail sent 4/23
58 | Germany | WDF20 | RZ14/2/8 | NAS - Cluster | ns4017, ns4018 | 10.66.213.74, 10.66.213.75 | 200000170916, 200000170954 |  | 3000252574,3000252575 | Netapp | FAS3170A | ns4017, ns4018 | 2014-07-31 | VMware | VMware | Martin | Yes | Yes |  | https://cmp.wdf.sap.corp/sism/default.htm?object_key=00205495930002147937 | https://cmp.wdf.sap.corp/sism/default.htm?object_key=00205495930002147951 | 6/17/14: IP-Address for SISM 1 and 2 is not listed 5/19/14: will be replaced by emc hardware. Quote requested from emc. 4/23/14: First mail sent 4/23
59 | Germany | ROT- DC1 | RZ22/4L/2 | NAS - Cluster | ns4019, ns4020 | 10.66.213.84, 10.66.213.85 | 200000168482, 200000170930 |  | 3000252557,3000252558 | Netapp | FAS3170A | ns4019, ns4020 | 2014-07-31 | VMware | VMware | Martin | Yes | Yes |  | https://cmp.wdf.sap.corp/sism/default.htm?object_key=00205495930002162344 | https://cmp.wdf.sap.corp/sism/default.htm?object_key=00205495930002162350 | 6/17/14: IP-Address for SISM 1 and 2 is not listed 5/19/14: discussion with the customer about a potential maintenance extension 4/23/14: First mail sent 4/23
60 | Germany | ROT- DC1 | RZ22/4L/4 | NAS - Cluster | ns4021, ns4022 | 10.66.213.86, 10.66.213.87 | 200000208945, 200000208957 |  | 3000260074,3000260075 | Netapp | FAS3170A | ns4021, ns4022 | 2014-10-31 | VMware | VMware | Martin | Yes | Yes |  | https://cmp.wdf.sap.corp/sism/default.htm?object_key=00205495930002190140 | https://cmp.wdf.sap.corp/sism/default.htm?object_key=00205495930002190127 | 6/17/14: IP-Address for SISM 1 and 2 is not listed
61 | Germany | ROT-DC2 | RZ61/6L/8 | NAS - Cluster | ns4023, ns4024 | 10.66.213.202, 10.66.213.203 | 200000246404, 500000146301 |  | 3000272399,3000272400 | Netapp | FAS3270A | ns4023, ns4024 | 2014-12-31 | VMware | VMware | Martin | Yes | Yes |  | https://cmp.wdf.sap.corp/sism/default.htm?object_key=00205495930002215614 |  | 6/17/14: IP-Address for SISM 1 is not listed
62 | Germany | ROT- DC1 | RZ22/2L | NAS - Cluster | ns4025, ns4026 | 10.66.213.88, 10.66.213.89 | 200000247135, 200000247147 |  | 3000272267,3000272268 | Netapp | FAS3270A | ns4025, ns4026 | 2014-12-31 | VMware | VMware | Martin | Yes | Yes |  | https://cmp.wdf.sap.corp/sism/default.htm?object_key=00205495930002215568 | https://cmp.wdf.sap.corp/sism/default.htm?object_key=00205495930002215559 | 6/17/14: IP-Address for SISM 1 and 2 is not listed
63 | Germany | ROT- DC1 | RZ22/2L/5 | NAS - Cluster | ns4027, ns4028 | 10.66.213.90, 10.66.213.91 | 800000108032, 800000109713 |  | 3000272989,3000272990 | Netapp | FAS6210A | ns4027, ns4028 | 2015-01-31 | VMware | VMware | Martin | Yes | Yes |  | https://cmp.wdf.sap.corp/sism/default.htm?object_key=00205495930002217074 |  | 6/17/14: IP-Address for SISM 1 is not listed
64 | Germany | ROT-DC2 | RZ61/5L/7 | NAS - Cluster | ns4029, ns4030 | 10.66.213.204, 10.66.213.205 | 800000110023, 800000107791 |  | 3000272987,3000272988 | Netapp | FAS6210A | ns4029, ns4030 | 2015-01-31 | VMware | VMware | Martin | Yes | Yes |  | https://cmp.wdf.sap.corp/sism/default.htm?object_key=00205495930002223642 | https://cmp.wdf.sap.corp/sism/default.htm?object_key=00205495930002223662 | 6/17/14: IP-Address for SISM 1 and 2 is not listed
65 | Germany | ROT-DC2 | RZ63/1L/7 | NAS - Cluster | ns4031, ns4032 | 10.66.213.151, 10.66.213.152 | 200000263608, 940000460486 |  | 3000273786,3000273787 | Netapp | FAS3270A | ns4031, ns4032 | 2015-01-31 | Vmware | VMware | Martin | Yes | Yes |  | https://cmp.wdf.sap.corp/sism/default.htm?object_key=00205495930002288155 |  | 6/17/14: IP-Address for SISM 1 is not listed
66 | Germany | ROT-DC2 | RZ61/5L/9 | NAS - Cluster | ns4033, ns4034 | 10.66.213.206, 10.66.213.207 | 800000109701, 800000108111 |  | 3000273930,3000273931 | Netapp | FAS3270A | ns4033, ns4034 | 2015-01-31 | VMware | VMware | Martin | Yes | Yes |  | https://cmp.wdf.sap.corp/sism/default.htm?object_key=00205495930002301794 | https://cmp.wdf.sap.corp/sism/default.htm?object_key=00205495930002301793 | 6/17/14: IP-Address for SISM 1 and 2 is not listed
67 | Germany | ROT- DC1 | RZ22/2L/8 | NAS - Cluster | ns4035, ns4036 | 10.66.213.92, 10.66.213.93 | 800000105389, 800000105418 |  | 3000276627,3000276628 | Netapp | FAS6210A | ns4035, ns4036 | 2015-02-28 | VMware | VMware | Martin | Yes | Yes |  | https://cmp.wdf.sap.corp/sism/default.htm?object_key=00205495930002301732 | https://cmp.wdf.sap.corp/sism/default.htm?object_key=00205495930002301765 | 6/17/14: IP-Address for SISM 1 and 2 is not listed
68 | Germany | ROT-DC2 | RZ61/3L/2 | NAS - Cluster | ns4037, ns4038 | 10.66.213.208, 10.66.213.209 | 800000103941, 800000105523 |  | 3000284067,3000284068 | Netapp | FAS6210A | ns4037, ns4038 | 2015-05-31 | VMware | VMware | Martin | Yes | Yes |  | https://cmp.wdf.sap.corp/sism/default.htm?object_key=00205495930002353060 |  | 6/17/14: IP-Address for SISM 1 is not listed
69 | Germany | ROT-DC2 | RZ61/3L/4 | NAS - Cluster | ns4039, ns4040 | 10.66.213.210, 10.66.213.211 | 800000104373, 800000105494 |  | 3000284079,3000284080 | Netapp | FAS6210A | ns4039, ns4040 | 2015-05-31 | VMware | VMware | Martin | Yes | Yes |  | https://cmp.wdf.sap.corp/sism/default.htm?object_key=00205495930002348908 | https://cmp.wdf.sap.corp/sism/default.htm?object_key=00205495930002348909 | 6/17/14: IP-Address for SISM 1 and 2 is not listed
70 | Germany | ROT-DC2 | RZ61/3L/7 | NAS - Cluster | ns4041, ns4042 | 10.66.213.212, 10.66.213.213 | 800000105236, 800000105573 |  | 3000284081,3000284082 | Netapp | FAS6210A | ns4041, ns4042 | 2015-05-31 | VMware | VMware | Martin | Yes | Yes |  | https://cmp.wdf.sap.corp/sism/default.htm?object_key=00205495930002363571 | https://cmp.wdf.sap.corp/sism/default.htm?object_key=00205495930002363552 | 6/17/14: IP-Address for SISM 1 and 2 is not listed
71 | Germany | ROT-DC2 | RZ61/3L/9 | NAS - Cluster | ns4043, ns4044 | 10.66.213.214, 10.66.213.215 | 800000109323, 800000109335 |  | 3000284083,3000284084 | Netapp | FAS6210A | ns4043, ns4044 | 2015-05-31 | VMware | VMware | Martin | Yes | Yes |  | https://cmp.wdf.sap.corp/sism/default.htm?object_key=00205495930002369208 | https://cmp.wdf.sap.corp/sism/default.htm?object_key=00205495930002369210 | 6/17/14: IP-Address for SISM 1 and 2 is not listed
72 | Germany | ROT-DC2 | RZ61 | NAS - Cluster | ns4045, ns4046 | 10.66.213.168, 10.66.213.169 | 800000109373, 800000109402 |  | 3000294378,3000294379 | Netapp | FAS6210A | ns4045, ns4046 | 2015-09-30 | VMware | VMware | Martin | Yes | Yes |  | https://cmp.wdf.sap.corp/sism/default.htm?object_key=00205495930002611805 | https://cmp.wdf.sap.corp/sism/default.htm?object_key=00205495930002611872 | 6/17/14: IP-Address for SISM 1 and 2 is not listed. SISM 1 and 2 is located at ROT06-DC1, RZ22/5R/3
74 | Germany | WDF20 | RZ14/1/5 | NAS - Cluster | nsb005, nsb006 | 10.66.213.72, 10.66.213.73 | 200000166276, 200000170631 |  | 3000252596,3000252597 | Netapp | FAS3170A | nsb005, nsb006 | 2014-07-31 | B2D | B2D | Joachim | Yes | Yes |  | https://cmp.wdf.sap.corp/sism/default.htm?object_key=00205495930002127422 | https://cmp.wdf.sap.corp/sism/default.htm?object_key=00205495930002127478 | 6/17/14: IP-Address for SISM 1 and 2 is not listed
75 | Germany | WDF20 | RZ14/6/6 | NAS - Cluster | nsb007, nsb008 | 10.66.213.118, 10.66.213.119 | 200000388719, 200000388721 |  | 3000293990,3000293991 | Netapp | FAS3270A | nsb007, nsb008 | 2015-08-31 | B2D | B2D | Joachim | Yes | Yes |  | https://cmp.wdf.sap.corp/sism/default.htm?object_key=00205495930002585454 | https://cmp.wdf.sap.corp/sism/default.htm?object_key=00205495930002585490 | 6/18/14: IP-Address for SISM 1 and 2 is not listed
78 | Germany | ROT-DC2 | RZ40/3R/7 | NAS - Cluster | ns9009a, ns9010a | 10.21.80.94, 10.21.80.95 | 200000205486, 200000205474 |  | 3000259888 | Netapp | FAS2040HA | ns9009a, ns9010a | 2014-10-31 | Dedicated Storage | HANA Platform Strat.Projects | Joachim | Yes | Yes |  | https://cmp.wdf.sap.corp/sism/default.htm?object_key=00205495930002171773 |  | 6/18/14: IP-Address for SISM 1 is not listed
79 | Germany | ROT-DC1 | RoboRZ | NAS - Cluster | ns9011 | 10.17.133.118 | 500000241682 |  | 3000241941 | Netapp | FAS3210 | ns9011 | 2014-12-31 | Dedicated Storage | Backup Team | Joachim | Yes | Yes |  | https://cmp.wdf.sap.corp/sism/default.htm?object_key=00205495930002220035 |  | 6/18/14: IP-Address for SISM 1 is not listed. SISM 1 is located in AE12/R3/9
80 | Germany | ROT-DC2 | RZ63/1R/5 | NAS - Cluster | ns9013, ns9014 | 10.66.213.147, 10.66.213.148 | 800000107002, 800000106967 |  | 3000273914,3000273915 | Netapp | FAS6240A | ns9013, ns9014 | 2015-01-31 | Dedicated Storage | B. Ruhland landscape (Bernd Ruhland) | Joachim | Yes | Yes |  | https://cmp.wdf.sap.corp/sism/default.htm?object_key=00205495930002270129 | https://cmp.wdf.sap.corp/sism/default.htm?object_key=00205495930002270097 | 6/18/14: IP-Address for SISM 1 and 2 is not listed. SISM 2 is located in RZ63/1R/4
81 | Germany | ROT-DC2 | RZ63/7R/6 | NAS - Cluster | ns9015, ns9016 | 10.66.213.153, 10.66.213.154 | 800000103848, 800000105614 |  | 3000282273,3000282274 | Netapp | FAS6210 | ns9015, ns9016 | 2015-04-30 | Dedicated Storage | NGAP |  | Yes | Yes |  | https://cmp.wdf.sap.corp/sism/default.htm?object_key=00205495930002321326 | https://cmp.wdf.sap.corp/sism/default.htm?object_key=00205495930002321325 | 6/18/14: IP-Address for SISM 1 and 2 is not listed
82 | Germany | ROT-DC2 | RZ52/7L/8 | NAS - Cluster | nsdco02, nsdco03 | 10.66.213.68, 10.66.213.69 | 1052810, 1052811 |  |  | Netapp | FAS3050 | nsdco02, nsdco03 | 2012-12-31 |  |  |  | No | Yes |  | https://cmp.wdf.sap.corp/sism/default.htm?object_key=00201212140000807417 | https://cmp.wdf.sap.corp/sism/default.htm?object_key=00201212140000803165 | 6/18/14: IP-Address for SISM 1 and 2 is not listed. 6/4/14: Joachim: CSC to provide me a list of volumes on it and if I do not find any special we will shut down the filer and wait until someone starts to complain.
83 | Germany | ROT-DC2 | RZ60 | NAS - Cluster | nsmesai.wdf.sap.corp | 10.21.14.160 | 200000914 |  |  | Netapp | FAS3140 | nsmesai.wdf.sap.corp | ???? |  |  |  | NO | Yes
84 | India - Dehradun |  |  | NAS - Cluster | ns9017, ns9018 | 10.138.208.34, 10.138.208.35 | 500000197752, 500000197740 |  | 50814474; 50814475 | Netapp | FAS2010 | ns9017, ns9018 | 2014-06-30 | Dedicated Storage | ABAP Assembly |  | Yes | Yes |  |  |  | 5/27/14: Possibility Maint was purcased till 2015 5/19/14: Requesting Maint renewal quote.
85 | Singapore | Singapore | DC1/3/SR3 | NAS - Cluster | nssin001, nssin002 | 10.33.120.11, 10.33.120.12 | 500000210607, 850000105891 |  | 50808008,50815227 | Netapp | FAS3270 | nssin001, nssin002 | 2015-09-30 | TDC | TDC | Keezia | Yes | Yes |  | https://cmp.wdf.sap.corp/sism/default.htm?object_key=00205495930003468843 | https://cmp.wdf.sap.corp/sism/default.htm?object_key=00205495930003468855
86 | Germany | SAP AG RZ 22 | 5R/5/17 ,20 | NAS - Cluster | ns4047, ns4048 | 10.68.120.203, 10.68.120.204 | 800000105303, 800000104311 |  | 3000297941,3000297942 | Netapp | FAS6210 | ns4047, ns4048 | 2015-10-31 | VMware | VMware | Martin | Yes | Yes |  | https://cmp.wdf.sap.corp/sism/default.htm?object_key=00205495930002655772 | https://cmp.wdf.sap.corp/sism/default.htm?object_key=00205495930002655759 | 6/18/14: IP-Address for SISM 1 and 2 is not listed
87 | Germany | SAP AG RZ 63 | 1L/5/20,17 | NAS - Cluster | ns4049, ns4050 | 10.68.64.28, 10.68.64.29 | 800000105884, 800000103472 |  | 3000298112,3000298113 | Netapp | FAS6210 | ns4049, ns4050 | 2015-10-31 | Vmware | VMware | Martin | Yes | Yes |  | https://cmp.wdf.sap.corp/sism/default.htm?object_key=00205495930002673889 | https://cmp.wdf.sap.corp/sism/default.htm?object_key=00205495930002673888 | 6/18/14: IP-Address for SISM 1 and 2 is not listed
88 | Germany | ROT- RZ 61 |  | NAS - Cluster | ns4051, ns4052 | 10.66.213.216, 10.66.213.217 | 800000109220, 800000105638 |  | 3000306872,3000306871 | Netapp | FAS6210 | ns4051, ns4052 | 2016-01-31 | Dedicated Storage | SDC | Gerald | Yes | Yes |  | https://cmp.wdf.sap.corp/sism/default.htm?object_key=00205495930002739647 | https://cmp.wdf.sap.corp/sism/default.htm?object_key=00205495930002740232 | 6/18/14: IP-Address for SISM 1 and 2 is incorrect, Serial number for SISM 1 and 2 is incorrect, SISM 1 and 2 is located at ROT06, RZ21/16L/12
89 | Germany | ROT-RZ 61 | 2L/4 | NAS - Cluster | ns4055, ns4056 | 10.66.213.223, 10.66.213.224 | 800000109206, 800000110334 |  | 3000302247,3000302248 | Netapp | FAS6210 | ns4055, ns4056 | 2015-11-30 | VMware | VMware | Martin | Yes | Yes |  | https://cmp.wdf.sap.corp/sism/default.htm?object_key=00205495930002732673 | https://cmp.wdf.sap.corp/sism/default.htm?object_key=00205495930002732788
90 | Vancouver | Vancouver | 1405 | NAS - Cluster | vanpgfiler03, vanpgfiler04 | 10.165.40.31, 10.165.40.32 | 700000232362, 700000232374 |  | 479029 | NetApp | FAS3170 | vanpgfiler03, vanpgfiler04 | 2014-06-30 | TIP | TIP | Steve | Yes | Yes |  | https://cmp.wdf.sap.corp/sism/default.htm?object_key=00205495930002460392 |  | 5/15/14: Being refreshed to c-mode (will DECOM soon)
91 | Vancouver | Vancouver | 1404 | NAS - Cluster | vanpgfiler05, vanpgfiler06 | 10.165.21.185, 10.165.21.186 | 700000531213, 700000531225 |  | 474961 | NetApp | FAS3170 | vanpgfiler05, vanpgfiler06 | 2015-02-28 | TIP | TIP | Steve | Yes | Yes |  | https://cmp.wdf.sap.corp/sism/default.htm?object_key=00205495930002460363 |  | 6/18/14: IP-Address for SISM 1 is incorrect
92 | Bangalore |  |  | NAS - Cluster | INBLRLNAS01, INBLRLNAS02 | 10.193.1.11, 10.193.1.12 | 70006174, 80006259 |  | 50088556 | Netapp | FAS2050-R5 | INBLRLNAS01, INBLRLNAS02 | 2012-07-31 | Dedicated Storage | NSD | Peg | Yes | Yes |  | https://cmp.wdf.sap.corp/sism/default.htm?object_key=00205495930002926685 | https://cmp.wdf.sap.corp/sism/default.htm?object_key=00205495930002926697 | 5/20/14: Peg - Retired
93 | Germany | ROT | RZ 51 | NAS - Cluster | NS9019, NS9020 | 10.66.213.182, 10.66.213.183 | 600000098518, 600000098520 |  | 3000305054,3000305055 | Netapp | FAS2240-2 | NS9019, NS9020 | 2016-01-31 | Dedicated Storage | DLM | Joachim | Yes | Yes |  | https://cmp.wdf.sap.corp/sism/default.htm?object_key=00205495930003067718 | https://cmp.wdf.sap.corp/sism/default.htm?object_key=00205495930003067703 | 6/18/14: SISM 1 and 2 are located in ROT13-DC2, RZ52/6L/15
94 | Germany | ROT-DC2 |  | NAS - Cluster | NS0087, NS0088 | 10.66.212.11, 10.66.213.42 | 800000107399, 800000106785 |  | 3000282269,3000282270 | Netapp | FAS6280 | NS0087, NS0088 | 2015-04-30 | Shared NAS | Shared NAS | Joachim | Yes | Yes |  | https://cmp.wdf.sap.corp/sism/default.htm?object_key=00205495930002445888 | https://cmp.wdf.sap.corp/sism/default.htm?object_key=00205495930002445555 | 6/18/14: IP-Address for SISM 1 and 2 is not listed
95 | Germany | ROT-DC2 | RZ 40 | NAS - Cluster | NS0089, NS0090 | 10.66.213.40, 10.66.213.41 | 800000106797, 800000107430 |  | 3000306599,3000306600 | Netapp | FAS6280 | NS0089, NS0090 | 2016-01-31 | Shared NAS | Shared NAS | Joachim | Yes | Yes |  | https://cmp.wdf.sap.corp/sism/default.htm?object_key=00205495930003063692 | https://cmp.wdf.sap.corp/sism/default.htm?object_key=00205495930003064143
96 | Germany | ROT-DC1 | RZ 22 | NAS - Cluster | NS0091, NS0092 | 10.66.212.8, 10.66.212.9 | 800000107143, 800000107715 |  | 3000307536,3000307537 | Netapp | FAS6280 | NS0091, NS0092 | 2016-01-31 | Shared NAS | Shared NAS | Joachim | Yes | Yes |  | https://cmp.wdf.sap.corp/sism/default.htm?object_key=00205495930003064159 | https://cmp.wdf.sap.corp/sism/default.htm?object_key=00205495930003064160
97 | NSQ | NSQ | HDQ/9AS/10 | NAS - Cluster | usphlnas13, usphlnas14 | 172.22.3.29, 172.22.3.30 | 800000104309, 800000104282 |  | 519941 | Netapp | FAS6210 | usphlnas13, usphlnas14 | 2015-11-30 | Dedicated Storage | SDC | Bob | Yes | Yes |  | https://cmp.wdf.sap.corp/sism/default.htm?object_key=00205495930002936999
98 | Singapore | DC1 | DC1A/1/SR2A | NAS - Cluster | NSSIN003, NSSIN004 | 10.33.120.15, 10.33.120.16 | 800000108238, 800000107985 |  | 50811702,50811703 | Netapp | FAS6210 | NSSIN003, NSSIN004 | 2015-12-31 | Dedicated Storage | SDC | Keezia | Yes | Yes |  | https://cmp.wdf.sap.corp/sism/default.htm?object_key=00205495930003454745 | https://cmp.wdf.sap.corp/sism/default.htm?object_key=00205495930003468854
99 | Germany | ROT06-DC1 | RZ22/5R/8 | NAS - Cluster | NS4053, NS4054 | 10.66.213.172, 10.66.213.173 | 200000433758, 800000070754 |  | 3000302220,3000302221 | Netapp | FAS6210 | NS4053, NS4054 | 2014-11-30 | Dedicated Storage | SDC | Gerald | Yes | Yes |  | https://cmp.wdf.sap.corp/sism/default.htm?object_key=00205495930003076045 | https://cmp.wdf.sap.corp/sism/default.htm?object_key=00205495930003076090 | 6/19/14: Serial number for SISM 1 and 2 are incorrect Hard Disk Warrety Only
100 | Vancouver | Vancouver |  | NAS - Cluster | vanpgfiler07a, vanpgfiler07b | 10.160.15.49, 10.160.15.50 | 800000133570, 800000133611 |  | 517277, 517276 | NetApp | FAS6280 | vanpgfiler07a, vanpgfiler07b | 2016-01-31 | TIP | TIP | Steve | Yes | Yes |  | https://cmp.wdf.sap.corp/sism/default.htm?object_key=00205495930003769196 | https://cmp.wdf.sap.corp/sism/default.htm?object_key=00205495930003769195
101 | Germany | ROT-DC2 | RZ63 | NAS - Cluster | ns9021, ns9022 | 10.66.213.157, 10.66.213.158 | 800000106204, 800000106668 |  | 3000313406,3000313407 | NetApp | FAS6240 | ns9021, ns9022 | 2016-03-31 | Dedicated Storage | B. Ruhland landscape (Bernd Ruhland) | Joachim | Yes | Yes |  | https://cmp.wdf.sap.corp/sism/default.htm?object_key=00205495930003237131 | https://cmp.wdf.sap.corp/sism/default.htm?object_key=00205495930003237150
102 | Germany | ROT-DC2 | RZ61 | NAS - Cluster | ns4059, ns4060 | 10.66.213.230, 10.66.213.231 | 800000108680, 800000103044 |  | 3000312625,3000312626 | NetApp | FAS6240 | ns4059, ns4060 | 2016-03-31 | VMware | VMware | Martin | Yes | Yes |  | https://cmp.wdf.sap.corp/sism/default.htm?object_key=00205495930003241496 | https://cmp.wdf.sap.corp/sism/default.htm?object_key=00205495930003241538
103 | Germany | ROT-DC1 | RZ22 | NAS - Cluster | NS4057, NS4058 | 10.66.212.12, 10.66.212.13 | 800000106230, 800000107973 |  | 3000312062,3000312063 | NetApp | FAS6210 | NS4057, NS4058 | 2016-03-31 | VMware | VMware | Martin | Yes | Yes |  | https://cmp.wdf.sap.corp/sism/default.htm?object_key=00205495930003230254 | https://cmp.wdf.sap.corp/sism/default.htm?object_key=00205495930003230255
104 | NSQ | NSQ | 7AS10 | NAS - Cluster | Usphlnas11, Usphlnas12 | 172.22.3.27, 172.22.3.28 | 800000102600, 800000103240 |  | 519691, 519690 | NetApp | FAS6240 | Usphlnas11, Usphlnas12 | 2015-11-30 | VMware | VMware | Peg | Yes | Yes |  | https://cmp.wdf.sap.corp/sism/default.htm?object_key=00205495930002926685 | https://cmp.wdf.sap.corp/sism/default.htm?object_key=00205495930002926697 | 6/19/14: Serial number for SISM 1 and 2 are incorrect Seems to be two SISM records for 11
105 | Germany | ROT-DC2 | RZ52 | NAS - Cluster | NS0093, NS0094 | 10.66.213.184, 10.66.213.185 | 800000106216, 800000106632 |  | 3000313861,3000313862 | NetApp | FAS6240 | NS0093, NS0094 | 2016-04-30 | Shared NAS | Shared NAS | Joachim | Yes | Yes |  | https://cmp.wdf.sap.corp/sism/default.htm?object_key=00205495930003393727 | https://cmp.wdf.sap.corp/sism/default.htm?object_key=00205495930003393768
106 | NSQ | NSQ | 13AS09 | NAS - Cluster | Usphlnas15, Usphlnas16 | 172.22.3.50, 172.22.3.52 | 700001023263, 700001023275 |  | 525946, 525947 | NetApp | FAS3270 | Usphlnas15, Usphlnas16 | 2016-04-30 | Shared NAS | Shared NAS | Peg | Yes | Yes |  | https://cmp.wdf.sap.corp/sism/default.htm?object_key=00205495930003586675 | https://cmp.wdf.sap.corp/sism/default.htm?object_key=00205495930003586676
107 | Israel | Raanana/Israel | D875 | NAS - Cluster | iltlvp01.tlv.sap.corp, ILTLVSN02..tlv.sap.corp | 10.26.87.11, 10.26.87.12 | 200000064272, 200000471839 |  | 60148493, | NetApp | FAS3240 | iltlvp01.tlv.sap.corp, ILTLVSN02..tlv.sap.corp | 2015-08-31 | Dedicated Storage | Labs | Peg | Yes | Yes |  | https://cmp.wdf.sap.corp/sism/default.htm?object_key=00205495930002177607 |  | 5/15/14: 5272 - iltlvp01 in OCI
108 | Israel | Karmiel/Israel |  | NAS - Cluster | iltlvp02.tlv.sap.corp, iltvsn06.tlv.sap.corp | 10.26.186.29 | 200000667713, 200000667701 |  |  | NetApp | FAS3240 | iltlvp02.tlv.sap.corp, iltvsn06.tlv.sap.corp | 2015-11-30 |  |  |  | Yes | Yes |  |  |  | 5/15/14: 7713 - iltlvp02 in OCI
109 | Bulgaria - Sofia |  |  | NAS - Cluster | bgsofsnas01.sofl.sap.corp, bgsofsnas02.sofl.sap.corp | 10.55.76.60, 10.55.76.61 | ST062CCJ0DJ, ST062CCJ0D0 |  | 60259353 | NetApp | FAS3220 | bgsofsnas01.sofl.sap.corp, bgsofsnas02.sofl.sap.corp | 2016-03-31 | Dedicated Storage | Labs | Peg | NO | Yes
110 | Germany | ROT-DC1 | RZ21/17R/15-16 | NAS - Cluster | ns0095, ns0096 | 10.66.213.167, 10.66.213.14 | 200000596940, 200000597011 |  | 3000316542,3000316543 | NetApp | FAS6280 | ns0095, ns0096 | 2016-07-31 | Shared NAS | Shared NAS | Joachim | Yes | Yes |  | https://cmp.wdf.sap.corp/sism/default.htm?object_key=00205495930003714498 | https://cmp.wdf.sap.corp/sism/default.htm?object_key=00205495930003714489
111 | Germany | ROT-DC2 | RZ68/01R/03-04-05 | NAS - Cluster | ns0097, ns0098 | 10.66.212.68, 10.66.212.69 | 700001140322, 700001140334 |  | 3000316977,3000316978 | NetApp | FAS6280 | ns0097, ns0098 | 2016-07-31 | Shared NAS | Shared NAS | Joachim | Yes | Yes |  | https://cmp.wdf.sap.corp/sism/default.htm?object_key=00205495930003714499 | https://cmp.wdf.sap.corp/sism/default.htm?object_key=00205495930003714500
112 | Germany | ROT-DC2 | RZ68/01R/06-07-08 | NAS - Cluster | ns0099, ns0100 | 10.66.212.70, 10.66.212.71 | 700001131436, 700001136929 |  | 3000316979,3000316980 | NetApp | FAS6280 | ns0099, ns0100 | 2016-07-31 | Shared NAS | Shared NAS | Joachim | Yes | Yes |  | https://cmp.wdf.sap.corp/sism/default.htm?object_key=00205495930003714508 | https://cmp.wdf.sap.corp/sism/default.htm?object_key=00205495930003714490
113 | Germany | ROT-DC1 | Rz21/18R/15-16 | NAS - Cluster | ns4061, ns4062 | 10.66.212.29, 10.66.212.30 | 200000596108, 200000596110 |  | 3000316490,3000316491 | NetApp | FAS6240 | ns4061, ns4062 | 2016-07-31 | VMware | VMware | Martin | Yes | Yes |  | https://cmp.wdf.sap.corp/sism/default.htm?object_key=00205495930003688156 | https://cmp.wdf.sap.corp/sism/default.htm?object_key=00205495930003688107
114 | Germany | ROT-DC2 | RZ68 | NAS - Cluster | derotnp00001, derotnp00002 | 10.66.212.72, 10.66.212.73 | 200000648107, 200000648119 |  | 3000317830,3000317831 | NetApp | FAS3270 | derotnp00001, derotnp00002 | 2016-09-30 | Vmware | VMware | Martin | Yes | Yes |  | https://cmp.wdf.sap.corp/sism/default.htm?object_key=00205495930003771438 | https://cmp.wdf.sap.corp/sism/default.htm?object_key=00205495930003771439
115 | Germany | DC63 | RZ63 | NAS - Cluster | derotnp00003, derotnp00004 | 10.66.213.132, 10.66.213.133 | 200000651219, 200000651221 |  | 3000318461,3000318462 | NetApp | FAS6240 | derotnp00003, derotnp00004 | 2016-09-30 | Dedicated Storage | BOBJ | Martin | Yes | Yes |  | https://cmp.wdf.sap.corp/sism/default.htm?object_key=00205495930003846357 | https://cmp.wdf.sap.corp/sism/default.htm?object_key=00205495930003846369
116 | Germany | ROT-DC1 | RZ21 | NAS - Cluster | derotnp00007, derotnp00008 | 10.66.212.46, 10.66.212.47 | 200000657029, 200000657031 |  | 3000337331,3000337332 | NetApp | FAS6240 | derotnp00007, derotnp00008 | 2016-10-31 | VMware | VMware | Martin | Yes | Yes |  | https://cmp.wdf.sap.corp/sism/default.htm?object_key=00205495930003986750 | https://cmp.wdf.sap.corp/sism/default.htm?object_key=00205495930003986667
117 | La Crosse |  |  | NAS - Cluster | uslsefs03, uslsefs04 | 10.165.68.50, 10.165.68.51 | 700000571988, 700000571990 |  | 464795 | NetApp | FAS3140 | uslsefs03, uslsefs04 | 2015-03-31 | TIP | TIP | Steve | Yes | Yes |  | https://cmp.wdf.sap.corp/sism/default.htm?object_key=00205495930002525598 |  | 6/19/14: IP-Address for SISM 1 is not listed 6/24/14: Hostname for SISM 1 is incorrect
118 | NSQ | NSQ |  | NAS - Cluster | usphlnas01, usphlnas02 | 10.4.39.214, 10.4.39.217 | 700000492845, 700000492857 | 108004008 | 488755 | NetApp | FAS3170 | usphlnas01, usphlnas02 | 2015-01-31 | Dedicated Storage | CTF | Judy | Yes | Yes |  | https://cmp.wdf.sap.corp/sism/default.htm?object_key=00205495930002223220 |  | 6/19/14: IP-Address for SISM 1 is not listed
119 | Palo Alto | Plao Alto |  | NAS - Cluster | uspalnas01, uspalnas02 | 10.49.30.81, 10.49.30.82 | 700000486975, 700000486987 |  | 489161 | NetApp | FAS3170 | uspalnas01, uspalnas02 | 2014-12-31 | Dedicated Storage | CTF | Judy | Yes | Yes |  | No |  | No Changes till 7/1/2014
120 | Vancouver | Vancouver | R1419 | NAS - Cluster | cavannas01, cavannas02 | 10.160.16.56, 10.160.16.57 | 700000452247, 700000452235 | 109463027 | 479482 | NetApp | FAS2040 | cavannas01, cavannas02 | 2014-11-30 | Dedicated Storage | CTF | Judy | Yes | Yes |  | https://cmp.wdf.sap.corp/sism/default.htm?object_key=00205495930002625703
121 | Brasil | Sao Paulo |  | NAS - Cluster | brsaonas01, brsaonas02 | 10.2.82.24, 10.2.82.27 | 700000486432, 700000486420 |  | 480530 | NetApp | FAS2040 | brsaonas01, brsaonas02 | 2014-12-31 | Dedicated Storage | CTF | Judy | Yes | Yes
122 | Argentina | Buenos Aires |  | NAS - Cluster | arbuenas01, arbuenas02 | 10.2.112.115, 10.2.112.116 | 700000486171, 700000225371 |  | 487599 | NetApp | FAS2040 | arbuenas01, arbuenas02 | 2014-12-31 | Dedicated Storage | CTF | Judy | Yes | Yes
123 | Germany | ROT | RZ69 | NAS - Cluster | derotnp00015, derotnp00016 | 10.66.212.95, 10.66.212.96 | 200000683781, 200000683793 |  | 3000341404,3000341405 | NetApp | FAS6280 | derotnp00015, derotnp00016 | 2017-01-31 | Dedicated Storage | SDC | Gerald | Yes | Yes |  | https://cmp.wdf.sap.corp/sism/default.htm?object_key=00205495930004181565 | https://cmp.wdf.sap.corp/sism/default.htm?object_key=00205495930004181566
124 | Germany | ROT | RZ69 | NAS - Cluster | derotnp00017, derotnp00018 | 10.66.212.97, 10.66.212.98 | 200000684424, 200000684436 |  | 3000341406,3000341407 | NetApp | FAS6280 | derotnp00017, derotnp00018 | 2017-01-31 | Dedicated Storage | SDC | Gerald | Yes | Yes |  | https://cmp.wdf.sap.corp/sism/default.htm?object_key=00205495930004181536 | https://cmp.wdf.sap.corp/sism/default.htm?object_key=00205495930004181557
125 | Germany | ROT |  | NAS - Cluster | derotnp00023, derotnp00024 | 10.66.213.29, 10.66.213.43 | 200000691348, 200000692586 |  | 3000342167, 3000342168 | NetApp | FAS6280 | derotnp00023, derotnp00024 | 2017-01-31 | Dedicated Storage | DLM | Joachim | Yes | Yes |  | https://cmp.wdf.sap.corp/sism/default.htm?object_key=00205495930004181415 | https://cmp.wdf.sap.corp/sism/default.htm?object_key=00205495930004181425
126 | Germany | ROT | RZ62 | C-Mode Cluster | derotnpc0002a | 10.66.212.132 | 1-80-003166, 200000656972, 200000656984 |  | 3000342010,3000342011,3000342012,3000342013,3000344417,3000344418 | NetApp | FAS6240 | derotnp00005, derotnp00006 | 2016-11-30 | Shared NAS | Shared NAS | Joachim | Yes | Yes |  | https://cmp.wdf.sap.corp/sism/default.htm?object_key=00205495930003986759 | https://cmp.wdf.sap.corp/sism/default.htm?object_key=00205495930003986666 | 6/19/14: IP-Address for SISM 1 and 2 are incorrect, Asset tag for SISM 1 and 2 are incorrect
126 | Germany | ROT | RZ62 | C-Mode Cluster | derotnpc0002a | 10.66.212.132 | 1-80-000949, 700001352298, 700001352470 |  | 3000342010,3000342011,3000342012,3000342013,3000344417,3000344418 | NetApp | FAS6280 | derotnp00021, derotnp00022 | 2017-01-31 | Dedicated Storage | DLM | Joachim | Yes | Yes |  | https://cmp.wdf.sap.corp/sism/default.htm?object_key=00205495930004163927 | https://cmp.wdf.sap.corp/sism/default.htm?object_key=00205495930004163940 | 6/23/14: IP-Address for SISM 1 and 2 are incorrect
126 | Germany | ROT | RZ62 | C-Mode Cluster | derotnpc0002a | 10.66.212.132 | 1-80-000949, 700001339959, 700001352286 |  | 3000342010,3000342011,3000342012,3000342013,3000344417,3000344418 | NetApp | FAS6280 | derotnp00019, derotnp00020 | 2017-01-31 | Dedicated Storage | DLM | Joachim | Yes | Yes |  | https://cmp.wdf.sap.corp/sism/default.htm?object_key=00205495930004163931 | https://cmp.wdf.sap.corp/sism/default.htm?object_key=00205495930004163866 | 6/23/14: IP-Address for SISM 1 and 2 are incorrect
126 | Germany | ROT | RZ62/7L/4 | C-Mode Cluster | derotnpc0002a | 10.66.212.132 | 1-80-000949, 200000700668, 200000700670 |  | 3000342010,3000342011,3000342012,3000342013,3000344417,3000344418 | NetApp | FAS6220 | derotnp00025, derotnp00026 | 2017-03-31 | Dedicated Storage | DLM | Joachim | Yes | Yes |  | https://cmp.wdf.sap.corp/sism/default.htm?object_key=00205495930005065076 | https://cmp.wdf.sap.corp/sism/default.htm?object_key=00205495930005065097 | 6/23/14: IP-Address for SISM 1 and 2 are incorrect
126 | Germany | ROT | RZ62/7L/9 | C-Mode Cluster | derotnpc0002a | 10.66.212.132 | 1-80-000949, 700002233396, 700002233401 |  | 3000342010,3000342011,3000342012,3000342013,3000344417,3000344418 | NetApp | FAS6220 | derotnp00045, derotnp00046 | 2017-12-31 | Dedicated Storage | DLM | Joachim | Yes | Yes |  | https://cmp.wdf.sap.corp/sism/default.htm?object_key=00205495930005312929 | https://cmp.wdf.sap.corp/sism/default.htm?object_key=00205495930005312907 | 6/23/14: IP-Address for SISM 1 and 2 are incorrect Asset tags for SISM 1 and 2 are incorrect
127 | Germany | ROT | RZ63/3L/5 | C-Mode Cluster | derotnpc0001a | 10.66.213.12 | 1-80-000949, 800000099114, 700000828458 |  | 3000301271,3000301272,3000301273,3000301274 | NetApp | FAS6210 | derotnp00013, derotnp00014 | 2016-10-31 | Dedicated Storage | B. Ruhland landscape (Bernd Ruhland) | Joachim | Yes | Yes |  | https://cmp.wdf.sap.corp/sism/default.htm?object_key=00205495930004073837 | https://cmp.wdf.sap.corp/sism/default.htm?object_key=00205495930004073894 | 6/23/14: IP-Address for SISM 1 and 2 are incorrect
127 | Germany | ROT | RZ63/3L/4 | C-Mode Cluster | derotnpc0001a | 10.66.213.12 | 1-80-000949, 800000105327, 800000101345 |  | 3000301271,3000301272,3000301273,3000301274 | NetApp | FAS6210 | derotnp00011, derotnp00012 | 2016-10-31 | Dedicated Storage | B. Ruhland landscape (Bernd Ruhland) | Joachim | Yes | Yes |  | https://cmp.wdf.sap.corp/sism/default.htm?object_key=00205495930004073918 | https://cmp.wdf.sap.corp/sism/default.htm?object_key=00205495930004073919 | 6/23/14: IP-Address for SISM 1 and 2 are incorrect
128 | Dublin | Dublin | 1/0486 | NAS - Cluster | dub-netapp1-1, dub-netapp1-2 | 10.172.108.63, 10.172.108.49 | 700000718122, 500000308454 |  | 549136, 549137 | Netapp | FAS3240 | dub-netapp1-1, dub-netapp1-2 | 2014-12-31 | Sybase | Sybase | Anil | Yes | Yes |  | https://cmp.wdf.sap.corp/sism/default.htm?object_key=00205495930004504517
129 | Dublin | Dublin | 1/0487 | NAS - Cluster | dub-netapp2-1, dub-netapp2-2 | 10.172.214.11, 10.172.214.12 | 700001002427, 200000455005 |  | 549151, 549152 | Netapp | FAS3240 | dub-netapp2-1, dub-netapp2-2 | 2014-06-30 | Sybase | Sybase | Anil | Yes | Yes |  | https://cmp.wdf.sap.corp/sism/default.htm?object_key=00205495930004624743 |  | 6/4/14: Anil please confirm requestes? 5/15/14: Renewing Maint
130 | Dublin | Dublin | 7/0423 | NAS - Cluster | dub-eng-netapp1-1, dub-eng-netapp1-2 | 10.172.98.230, 10.172.98.231 | 800000133415, 800000133427 |  | 550935 | Netapp | FAS6210 | dub-eng-netapp1-1, dub-eng-netapp1-2 | 2014-04-30 | Sybase | Sybase | Anil | Yes | Yes |  | https://cmp.wdf.sap.corp/sism/default.htm?object_key=00205495930004504522 |  | 6/4/14: Waiting for confirmation from customer
131 | Sterling, VA | Savvis | DC4/GH/30 | NAS - Cluster | iqcorea, iqcoreb | 10.9.248.225, 10.9.248.226 | 30011034, 30011035 |  | 550876, 550875 | Netapp | FAS3020 | iqcorea, iqcoreb | 2014-04-30 | Dedicated Storage | IQ | Peg | Yes | Yes |  | https://cmp.wdf.sap.corp/sism/default.htm?object_key=00205495930004624767 | https://cmp.wdf.sap.corp/sism/default.htm?object_key=00205495930004624838 | 6/23/14: IP-Address for SISM 1 and 2 are incorrect, Serial numbers for SISM 1 and 2 are incorrect 6/4/14: System being retired at end of month
132 | Colorado | Englewood |  | NAS - Cluster | eng-netapp1-1, eng-netapp1-2 | 10.168.1.65, 10.168.1.66 | 700000865822, 700000865810 |  |  | Netapp | FAS3240 | eng-netapp1-1, eng-netapp1-2 | 2014-06-30 | Sybase | Sybase | Anil | Yes | Yes |  |  |  | 6/4/14: Anil please confirm requestes? 5/15/14: Renewing Maint
133 | Colorado | Englewood |  | NAS - Cluster | Datahaven | 10.168.2.55 | 3057586 |  |  | Terix | v3020 | datahaven | T & M | Sybase | Sybase | Anil | No | Yes |  | No
134 | Colorado | Englewood |  | NAS - Cluster | Filer1 | 10.168.20.23 | 3050409 |  |  | Terix | FAS270 | filer1 | T & M | Sybase | Sybase | Anil | No | Yes |  | No
135 | India - Pune | Pune |  | NAS - Cluster | pun-netapp1-1, pun-netapp1-2 | 10.136.65.36, 10.136.65.37 | 850000130016, 850000130028 |  |  | Netapp | FAS3240 | pun-netapp1-1, pun-netapp1-2 | 2014-10-31 | Sybase | Sybase | Anil | Yes | Yes
136 | Maiden Head | Maidenhead |  | NAS - Cluster | mhd-netapp1-1, mhd-netapp1-2 | 10.65.4.187, 10.65.4.192 | 200000532011, 200000532023 |  |  | Netapp | FAS3240 | mhd-netapp1-1, mhd-netapp1-2 | 2014-03-31 | Sybase | Sybase | Anil | Yes | Yes |  |  |  | 6/30/14: Data migrated off, will be retired 6/3/14: Maint quote requested. 5/15/14: System being replaced
137 | Germany | Rot | RZ69/R2 | C-Mode Cluster | derotnpc0004a | 10.66.212.115 | 1-80-001852, 700001396622, 700001396634 |  | 3000344924, 3000344925, 3000346327, 3000346328 | Netapp | FAS6290 | derotnp00031, derotnp00032 | 2017-03-31 | Dedicated Storage | KPS | Martin | Yes | Yes |  | https://cmp.wdf.sap.corp/sism/default.htm?object_key=00205495930004931520 | https://cmp.wdf.sap.corp/sism/default.htm?object_key=00205495930004931538 | 6/23/14: IP-Address for SISM 1 and 2 are incorrect
137 | Germany | Rot | RZ69 | C-Mode Cluster | derotnpc0004a | 10.66.212.115 | 1-80-001852, 700001397688, 700001397690 |  | 3000344924, 3000344925, 3000346327, 3000346328 | Netapp | FAS6290 | derotnp00033, derotnp00034 | 2017-04-30 | Dedicated Storage | KPS | Martin | Yes | Yes |  | https://cmp.wdf.sap.corp/sism/default.htm?object_key=00205495930004834539 | https://cmp.wdf.sap.corp/sism/default.htm?object_key=00205495930004834520 | 6/23/14: IP-Address for SISM 1 and 2 are incorrect
138 | Germany | DC1 | RZ21/16R | C-Mode Cluster | derotnpc0003a | 10.66.212.54 | 1-80-001850, 700001344851, 700001344863 |  | 3000344922, 3000344923, 3000346329, 3000346330 | Netapp | FAS6290 | derotnp00027, derotnp00028 | 2017-03-31 | Dedicated Storage | KPS | Martin | Yes | Yes |  | https://cmp.wdf.sap.corp/sism/default.htm?object_key=00205495930004931528 | https://cmp.wdf.sap.corp/sism/default.htm?object_key=00205495930004931502 | 6/23/14: IP-Address for SISM 1 and 2 are incorrect
138 | Germany | DC1 | RZ21 | C-Mode Cluster | derotnpc0003a | 10.66.212.54 | 1-80-001850, 700001393565, 700001393577 |  | 3000344922, 3000344923, 3000346329, 3000346330 | Netapp | FAS6290 | derotnp00029, derotnp00030 | 2017-04-30 | Dedicated Storage | KPS | Martin | Yes | Yes
139 | Germany | WDF | RZ14/5/7 | C-Mode Cluster | dewdfnpc0001a | 10.66.213.122 | 1-80-001491, 200000694560, 940000453275 |  | 3000342543, 3000342544 | Netapp | FAS3250 | dewdfnp00001, dewdfnp00002 | 2017-01-31 | B2D | B2D | Joachim | Yes | Yes |  | https://cmp.wdf.sap.corp/sism/default.htm?object_key=00205495930004764578 |  | 6/23/14: IP-Address for SISM 1 is incorrect
139 | Germany | WDF | RZ14/2/7 | C-Mode Cluster | dewdfnpc0001a | 10.66.213.122 | 1-80-001491, 700002065919, 700002065921 |  | 3000342543, 3000342544 | Netapp | FAS3250 | dewdfnp00003, dewdfnp00004 | 2017-08-31 | B2D | B2D | Joachim | Yes | Yes |  | https://cmp.wdf.sap.corp/sism/default.htm?object_key=00205495930005312074 | https://cmp.wdf.sap.corp/sism/default.htm?object_key=00205495930005312045 | 6/23/14: IP-Address for SISM 1 and 2 are incorrect
140 | Germany | ROT | RZ43/6R/3 | C-Mode Cluster | hec01fc001.rot.hec.sap.biz | 198.18.14.40 | 1-80-003027, 700001451874, 700001467794 |  | 3000348399,3000348400 | Netapp | FAS6220 | hec01f0001, hec01f0002 | 2017-06-30 | Dedicated Storage | HEC | Joachim | Yes | Yes |  | https://cmp.wdf.sap.corp/sism/default.htm?object_key=00205495930005443484 | https://cmp.wdf.sap.corp/sism/default.htm?object_key=00205495930005443485 | 6/23/14: IP-Address for SISM 1 and 2 are incorrect
140 | Germany | ROT | RZ43 | C-Mode Cluster | hec01fc001.rot.hec.sap.biz | 198.18.14.40 | 1-80-003027, N/A |  |  | Netapp | FAS6220 | hec01f0007, hec01f0008 | 2018-02-28 | Dedicated Storage | HEC | Joachim | Yes | Yes
141 | France - Levallois | Levallois Perret |  | C-Mode Cluster | frparnpcl01.par.sap.corp | 10.176.251.62 | 1-80-003103, 650000125471, 650000125483 |  | 60263806 | Netapp | FAS2240-2 | frparnpcl01-01, frparnpcl01-02 | 2017-06-30 | Dedicated Storage | NSD | Peg | Yes | Yes
142 | Germany | ROT-DC1 | RZ R03 | NAS - Cluster | derotnp00035, derotnp00036 | 10.17.132.4, 10.17.132.10 | 210000041324, 210000041336 |  | 3000349753;3000349754 | Netapp | FAS3220 | derotnp00035, derotnp00036 | 2017-07-31 | Dedicated Storage | Data Management Backup | Joachim | Yes | Yes |  | https://cmp.wdf.sap.corp/sism/default.htm?object_key=00205495930005309109 | https://cmp.wdf.sap.corp/sism/default.htm?object_key=00205495930005309110
143 | Germany | WDF20 | RZ14 | NAS - Cluster | nsb009, nsb010 | 10.66.213.125, 10.66.213.126 | 700002024032, 700002024044 |  | 3000349234,3000349235 | Netapp | FAS3250 | nsb009, nsb010 | 2017-06-30 | B2D | B2D | Joachim | Yes | Yes
144 | Vancouver | SAP Canada Inc.Vancouver910 Mainland St CA | R/1506 | NAS - Cluster | cavannac01 | 10.160.15.58 | 1-80-002230, 700001434993, 700001435002 |  | 537477, 537476 | Netapp | FAS6290 | cavannac01n01, cavannac01n02 | 2017-04-30 | TIP | TIP | Steve | Yes | Yes |  | https://cmp.wdf.sap.corp/sism/default.htm?object_key=00205495930004762048 | https://cmp.wdf.sap.corp/sism/default.htm?object_key=00205495930004761986 | 6/23/14: IP-Address for SISM 1 and 2 are incorrect
145 | Germany | DC1/ROT | RZ22/14R/6 | C-Mode Cluster | hec01fc002.rot.hec.sap.biz | 198.18.14.41 | 1-80-003028, 210000030894, 210000030909 |  | 3000347814,3000347815 | Netapp | FAS3250 | hec01f0003, hec01f0004 | 2017-05-31 | Dedicated Storage | HEC | Joachim | Yes | Yes |  | https://cmp.wdf.sap.corp/sism/default.htm?object_key=00205495930005448890 | https://cmp.wdf.sap.corp/sism/default.htm?object_key=00205495930005448886 | 6/23/14: IP-Address for SISM 1 and 2 are incorrect
146 | Germany | DC2/ROT | RZ69/R1/12 | C-Mode Cluster | derotnpc0005a.wdf.sap.corp | 10.66.212.77 | 1-80-003435, 700002018796, 700002018801 |  | 3000349767,3000349768 | Netapp | FAS6220 | derotnp00037, derotnp00038 | 2017-07-31 | VMware | VMware | Martin | Yes | Yes |  | https://cmp.wdf.sap.corp/sism/default.htm?object_key=00205495930005309332 | https://cmp.wdf.sap.corp/sism/default.htm?object_key=00205495930005309341 | 6/23/14: IP-Address for SISM 1 and 2 are incorrect
147 | China - Shanghai | Shanghai |  | C-Mode Cluster | cnshgnpcl01 | 10.58.120.61 | 1-80-002335, 940000491801, 940000491813 |  |  | Netapp | FAS2240-2 | cnshgnp01, cnshgnp02 | 2017-04-30 | Dedicated Storage | PI & Hana |  | Yes | Yes
148 | Singapore | Singapore - TSystem DC |  | NAS - Cluster | sgsinnas01, sgsinnas02 | 10.33.64.21, 10.33.64.22 | 850000194866, 850000194854 | 115049016 | 14944 / 50832671 | Netapp | FAS3270 | sgsinnas01, sgsinnas02 | 2015-10-31 | Dedicated Storage | CTF | Judy | Yes | Yes
149 | Singapore |  | DR2 | NAS - Cluster | sgsinnas03, sgsinnas04 | 10.33.64.23, 10.33.64.24 | 450000015880, 450000015892 | 115049016 | 16679 / 50849588 | NetApp | FAS3250 | sgsinnas03, sgsinnas04 | 2016-08-31 | Dedicated Storage | CTF | Judy | Yes | Yes
150 | Singapore | Singapore - Verizon DR |  | NAS - Cluster | sgsinnas15, sgsinnas16 | 10.33.56.36, 10.33.56.37 | 450000024037, 450000024025 | 115004003 | 16768 / 50853378 | Netapp | FAS3250 | sgsinnas15, sgsinnas16 | 2016-10-31 | Dedicated Storage | CTF | Judy | Yes | Yes
151 | Australia - Sydney | 168 Walker Street, Sydney, NSW, Australia |  | NAS - Cluster | ausydnas01, ausydnas02 | 10.41.139.30, 10.41.139.32 | 850000031375, 700000233471 |  |  | Netapp | FAS2040 | ausydnas01, ausydnas02 | 2014-11-30 | Dedicated Storage | CTF | Judy | Yes | Yes
152 | China - Dalian | Dalian |  | NAS - Cluster | cndlcnas01, cndlcnas02 | 10.128.148.22, 10.128.148.23 | 850000053751, 850000053749 | 138040191 | 16027 / 50800754 | Netapp | FAS2040 | cndlcnas01, cndlcnas02 | 2015-03-31 | Dedicated Storage | CTF | Judy | Yes | Yes
153 | China - Beijing | Beijing |  | NAS - Cluster | cnpeknas03, cnpeknas04 | 10.128.73.32, 10.128.73.34 | 850000112088, 850000112076 | 138040191 | 18975 / 50810191 | Netapp | FAS2040 | cnpeknas03, cnpeknas04 | 2014-10-31 | Dedicated Storage | CTF | Judy | Yes | Yes
154 | China - Shanghai | Shanghai |  | NAS - Cluster | cnpvglnas01, cnpvglnas02 | 10.58.32.116, 10.58.32.117 | 850000197662, 850000197674 | 138040191 | 24371 / 50830373 | Netapp | FAS3270 | cnpvglnas01, cnpvglnas02 | 2015-10-31 | Dedicated Storage | CTF | Judy | Yes | Yes
155 | China - Shanghai | Shanghai |  | NAS - Cluster | cnpvglnas03, cnpvglnas04 | 10.58.32.121, 10.58.32.122 | 850000198252, 850000198240 | 138040191 | 24370 / 50830374 | Netapp | FAS3270 | cnpvglnas03, cnpvglnas04 | 2015-10-31 | Dedicated Storage | CTF | Judy | Yes | Yes
156 | China - Shanghai | N/A |  | NAS - Cluster | cnshanas01, cnshanas02 | 10.129.28.76, 10.129.28.77 | 940000020834, 550000000423 | 138040191 | 24386 / 50830859 | Netapp | FAS2240 | cnshanas01, cnshanas02 | 2015-10-31 | Dedicated Storage | CTF | Judy | No | Yes
157 | China - Shanghai | N/A |  | NAS - Cluster | cnshanas03, cnshanas04 | 10.129.28.78, 10.129.28.79 | 850000198290, 850000198288 | 138040191 | 24385 / 50830858 | Netapp | FAS3270 | cnshanas03, cnshanas04 | 2015-10-31 | Dedicated Storage | CTF | Judy | NO | Yes
158 | India - Bangalore | Bangalore(Campus) |  | NAS - Cluster | inblrlnas01, inblrlnas02 | 10.53.128.101, 10.53.128.102 | 940000007404, 200000292166 | 176000405 | 32395 / 50799906 | Netapp | FAS3210 | inblrlnas01.blrl.sap.corp, inblrlnas02.blrl.sap.corp | 2015-05-31 | Dedicated Storage | CTF | Judy | Yes | Yes
159 | India - Bangalore | Bangalore Phase3 |  | NAS - Cluster | inblrlnas03, inblrlnas04 | 10.52.248.21, 10.52.248.22 | 200000292178, 200000292180 | 176000405 | 32394 / 50799601 | Netapp | FAS3210 | inblrlnas03, inblrlnas04 | 2015-03-31 | Dedicated Storage | CTF | Judy | Yes | Yes
160 | India - Bangalore | Bangalore (IDC) |  | NAS - Cluster | inblrnas01, inblrnas02 | 10.136.2.37, 10.136.2.47 | 200000243115, 200000243103 | 171004051 | 9347 / 50796631, 50796630 | Netapp | FAS2040 | inblrnas01, inblrnas02 | 2014-12-31 | Dedicated Storage | CTF | Judy | Yes | Yes
161 | Japan - Tokyo | Japan |  | NAS - Cluster | jptyonas01, jptyonas02 | 10.37.135.80 | 850000035864, 850000035876 | 132004054 | 14247 / 50794660 | Netapp | FAS2040 | jptyonas01, jptyonas02 | 2014-12-31 | Dedicated Storage | CTF | Judy | Yes | Yes |  | https://cmp.wdf.sap.corp/sism/default.htm?object_key=00205495930003870187 |  | 6/23/14: IP-Address for SISM 1 is not listed, Serial number for SISM 1 is incorrect, Asset tag is incorrect,
162 | South Korea - Seoul | Seoul |  | NAS - Cluster | krselnas01, krselnas02 | 10.34.192.11, 10.34.192.12 | 850000050204, 850000050216 | 139000405 | 2876 / 50798283 | Netapp | FAS2040 | krselnas01, krselnas02 | 2014-02-28 | Dedicated Storage | CTF | Judy | Yes | Yes |  |  |  | 6/9/14: New sysem in place krselnas03, krselnas04. 5/22/14: Judy says system being refreshed new system on the way
163 | Sterling, VA | Savvis | GU06 | NAS - Cluster | Usiadnp00017, Usiadnp00018 | 172.22.3.110, 172.22.3.111 | 700002015524, 700002015512 |  |  | Netapp | FAS3220 | Usiadnp00017, Usiadnp00018 | 2017-07-31 | Dedicated Storage | IQ | Peg | Yes | Yes |  | https://cmp.wdf.sap.corp/sism/default.htm?object_key=00205495930005634514 |  | 6/23/14: IP-Address for SISM 1 is incorrect, Asset tag for SISM 1 is 552106
164 | New Zealand | New Zealand |  | NAS - Cluster | nzaklnp00001.akl.sap.corp, nzaklnp00002.akl.sap.corp | 10.43.8.70, 10.43.8.72 | 94000006685, 940000000559 |  |  | Netapp | FAS2240-2 | nzaklnp00001.akl.sap.corp, nzaklnp00002.akl.sap.corp | 2015-09-30 | Dedicated Storage | N/A |  | Yes | Yes
165 | Sterling, VA | Savvis | DC4/GG/20 | C-Mode Cluster | hec03fc001 | 198.18.78.10 | 1-80-003138, 700002025282, 700002025294 |  | 546865 | Netapp | FAS6220 | hec03f0001, hec03f0002 | 2017-06-30 | Dedicated Storage | HEC | Joachim/Bob | Yes | Yes |  | https://cmp.wdf.sap.corp/sism/default.htm?object_key=00205495930005365976 |  | 6/23/14: IP-Address for SISM 1 is listed under Third hostname
166 | Sterling, VA | Savvis | DC4/GG/18 | C-Mode Cluster | hec03fc002 | 198.18.78.11 | 1-80-003550, 700001307621, 700002028997 |  | 546866, 546867 | Netapp | FAS3250 | hec03f0003, hec03f0004 | 2017-07-31 | Dedicated Storage | HEC | Joachim/Bob | Yes | Yes |  | https://cmp.wdf.sap.corp/sism/default.htm?object_key=00205495930005365924
167 | India - Bangalore | Bangalore |  | C-Mode Cluster | inblrnpcl01.blrl.sap.corp | 10.52.2.125 | 850000232280, 850000232292 |  |  | Netapp | FAS3220 | inblrnp01, inblrnp02 | 2017-04-30 | Dedicated Storage | NSD |  | NO | Yes
168 | Santa Clara | Santa Clara | SAP POD13/C/15 | C-Mode Cluster | hec04fc001 | 198.18.110.10 | 1-80-004379, 700002056578, 700002056580 |  | 557102 | Netapp | FAS6220 | hec04fc001, hec04fc001 | 2017-08-31 | Dedicated Storage | HEC | Joachim/Bob | Yes | Yes |  | https://cmp.wdf.sap.corp/sism/default.htm?object_key=00205495930005365987
170 | Santa Clara | Santa Clara TIP-DNA | BAIS Colo Pod 6 Rack 20 | NAS - Cluster | TIPCESPFILER1, TIPCESPFILER2 | 10.6.0.35, 10.6.0.36 | 700002019207, 700002019219 |  |  | Netapp | FAS3250 | TIPCESPFILER1, TIPCESPFILER2 | 2017-06-30 | TIP | TIP |  | NO | Yes
171 | NSQ | NSQ | HDQ/11AS/9 | C-Mode Cluster | usphlnpc00019 | 172.22.3.125 | 700002094269, 700002094271 |  | 552981, 552983 | Netapp | FAS3250 | usphlnpn00019, usphlnpn00020 | 2017-09-30 | Dedicated Storage | TLM | Kevin | Yes | Yes |  | https://cmp.wdf.sap.corp/sism/default.htm?object_key=00205495930005011149 | https://cmp.wdf.sap.corp/sism/default.htm?object_key=00205495930005011146 | 6/23/14: IP-Address for SISM 1 and 2 are incorrect
172 | Ukraine - Kiev |  |  | NAS - Cluster | uaievlsn1.ievl.sap.corp, uaievlsn2.ievl.sap.corp | 10.55.98.35, 10.55.98.36 | 210000033092, 210000033080 |  |  | NETAPP | FAS3220 | uaievlsn1.ievl.sap.corp, uaievlsn2.ievl.sap.corp | 2016-05-31 | Dedicated Storage | N/A | Peg | Yes | Yes |  |  |  | Hard Disk Warrety Only
173 | Amsterdam | Amsterdam | Z5N/O | C-Mode Cluster | hec02fc001 | 198.18.46.6 | 1-80-003544, 700002024915, 700002024927 |  | 60264341, 60264342 | NETAPP | FAS6220 | hec02f0001, hec02f0002 | 2017-07-31 | Dedicated Storage | HEC | Joachim | Yes | Yes |  | https://cmp.wdf.sap.corp/sism/default.htm?object_key=00205495930005274775 | https://cmp.wdf.sap.corp/sism/default.htm?object_key=00205495930005274704 | 6/23/14: IP-Address for SISM 1 and 2 are incorrect
173 | Amsterdam | Amsterdam |  | C-Mode Cluster | hec02fc001 | 198.18.46.6 | 1-80-003544, N/A |  |  | NETAPP | FAS6220 | hec02fc001cs1, hec02fc001cs2 | 2017-07-31 | Dedicated Storage | HEC | Joachim | Yes | Yes
174 | Germany | ROT-DC1 | RZ22/4R/19 | C-Mode Cluster | derotnpc0006a | 10.66.213.21, 10.66.213.22 | 1-80-004980, 210002017705, 210002017717 |  | 3000353315,3000353316 | NETAPP | FAS3250 | derotnp00041a, derotnp00042a | 2017-09-30 | Dedicated Storage | TLM | Joachim | Yes | Yes |  | https://cmp.wdf.sap.corp/sism/default.htm?object_key=00205495930005311760 | https://cmp.wdf.sap.corp/sism/default.htm?object_key=00205495930005311704
175 | Germany | ROT13-DC2 | RZ62 / Rack 7 | C-Mode Cluster | derotnpc0007a | 10.66.212.166, 10.66.212.167 | 1-80-004982, 210002017688, 210002017690 |  | 3000353313,3000353314 | Netapp | FAS3250 | derotnp00043, derotnp00044 | 2017-09-30 | Dedicated Storage | TLM | Joachim | Yes | Yes |  | https://cmp.wdf.sap.corp/sism/default.htm?object_key=00205495930005311849 | https://cmp.wdf.sap.corp/sism/default.htm?object_key=00205495930005311844
176 | Germany | ROT-DC2 | RZ43/7L/16 | C-Mode Cluster | hec01fc003 | 198.18.14.6 | 1-80-005822, 650002041150, 650002041162 |  | 30120656; 3000354620 | Netapp | FAS2240-2 | hec01f0005, hec01f0006 | 2017-10-31 | Dedicated Storage | HEC | Joachim | Yes | Yes |  | https://cmp.wdf.sap.corp/sism/default.htm?object_key=00205495930005443487 | https://cmp.wdf.sap.corp/sism/default.htm?object_key=00205495930005443507 | 6/23/14: IP-Address for SISM 1 and 2 are incorrect
177 | Amsterdam | Amsterdam | Z5N/P | C-Mode Cluster | hec02fc002 | 198.18.46.9 | 1-80-003549, 210000040851, 210000040863 |  | 60265280, 60265281 | Netapp | FAS3250 | hec02f0003, hec02f0004 | 2017-07-31 | Dedicated Storage | HEC | Joachim | Yes | Yes |  | https://cmp.wdf.sap.corp/sism/default.htm?object_key=00205495930005274902 | https://cmp.wdf.sap.corp/sism/default.htm?object_key=00205495930005274917 | 6/23/14: IP-Address for SISM 1 and 2 are incorrect
178 | Sterling, VA | Savvis | DC4/GK/10 | C-Mode Cluster | hec03fc003 | 198.18.78.5 | 1-80-006292, 600002039566, 600002039578 |  |  | Netapp | FAS2240 | hec03f0005, hec03f0006 | 2017-11-30 | Dedicated Storage | HEC | Joachim/Bob | Yes | Yes |  | https://cmp.wdf.sap.corp/sism/default.htm?object_key=00205495930005365905 |  | 6/23/14: IP-Address for SISM 1 is incorrect, Asset tag for SISM 1 is 552550
179 | Santa Clara |  | C16, U35 & U37 | C-Mode Cluster | hec04fc003 | 198.18.110.5 | 1-80-006290, 600000306056, 600000306068 |  |  | Netapp | FAS2240 | hec04f0005, hec04f0006 | 2017-11-30 | Dedicated Storage | HEC | Joachim/Bob | Yes | Yes
180 | Germany | ROT13-DC2 | RZ58/R1/5 | C-Mode Cluster | derotnpc9001a | 10.67.190.104 | 1-80-003131, 700002240739, 700002240741 |  | 31202722, 31202723, 31202724, 31202863 | Netapp | FAS6290 | derotnp90003, derotnp90004 | 2017-12-31 | Dedicated Storage | WTS |  | Yes | Yes |  | https://cmp.wdf.sap.corp/sism/default.htm?object_key=00205495930005361978 | https://cmp.wdf.sap.corp/sism/default.htm?object_key=00205495930005361979 | 6/23/14: IP-Address for SISM 1 and 2 are incorrect
180 | Germany | ROT13-DC2 | RZ58/R1/4 | C-Mode Cluster | derotnpc9001a | 10.67.190.104 | 1-80-003131, 700002240753, 700002240765 |  | 31202722, 31202723, 31202724, 31202863 | Netapp | FAS6290 | derotnp90005, derotnp90006 | 2017-12-31 | Dedicated Storage | WTS |  | Yes | Yes |  | https://cmp.wdf.sap.corp/sism/default.htm?object_key=00205495930005361980 | https://cmp.wdf.sap.corp/sism/default.htm?object_key=00205495930005361936 | 6/23/14: IP-Address for SISM 1 and 2 are incorrect
181 | Australia - Sydney |  |  | NAS - Cluster | hana1a, hana1b | 10.41.139.174, 10.41.139.175 | 450000012008, 450000011999 |  |  | NetApp | FAS3250 | hana1a, hana1b | 2017-07-31 | TIP | TIP | Keezia | Yes | Yes
182 | Australia - Sydney |  |  | NAS - Cluster | hana2a, hana2b | 10.41.139.176, 10.41.139.177 | 450000012345, 450000012357 |  |  | NetApp | FAS3250 | hana2a, hana2b | 2017-07-31 | TIP | TIP | Keezia | Yes | Yes
183 | Japan - OSAKA |  |  | C-Mode Cluster | hec06fc001 | 198.18.174.8 | 1-80-006376, 700002237263, 700002237275 |  |  | Netapp | FAS6220 | hec06f0001, hec06f0002 | 2017-11-30 | Dedicated Storage | HEC | Joachim/Keezia | Yes | Yes
184 | Japan - OSAKA |  |  | C-Mode Cluster | hec06fc003 | 198.18.174.15 | 1-80-006374, 940000552306, 940000552318 |  |  | Netapp | FAS2240-2 | hec06f0005, hec06f0006 | 2017-11-30 | Dedicated Storage | HEC | Joachim/Keezia | Yes | Yes
185 | Amsterdam | Amsterdam | Z5N/O | C-Mode Cluster | hec02fc003 | 198.18.46.11 | 1-80-005992, 650000151092, 650000151107 |  |  | Netapp | FAS2240-2 | hec02f0005, hec02f0006 | 2017-11-30 | Dedicated Storage | HEC | Joachim | Yes | Yes |  | https://cmp.wdf.sap.corp/sism/default.htm?object_key=00205495930005274915 | https://cmp.wdf.sap.corp/sism/default.htm?object_key=00205495930005274895 | 6/23/14: IP-Address for SISM 1 and 2 are incorrect, Asset tag for SISM 1 is 30120732, Asset tag for SISM 2 is 30120733
186 | Germany | ROT13-DC2 | RZ68/R2 | C-Mode Cluster | derotnpc0008a | 10.66.212.106 | 1-80-006379, 700002233932, 700002233944 |  | 30121696,30121845 | Netapp | FAS6290 | derotnp00047, derotnp00048 | 2017-12-31 | Shared NAS | Shared NAS |  | Yes | Yes |  | https://cmp.wdf.sap.corp/sism/default.htm?object_key=00205495930005312938 | https://cmp.wdf.sap.corp/sism/default.htm?object_key=00205495930005312930 | 6/23/14: IP-Address for SISM 1 and 2 are incorrect
187 | Japan - Tokyo | Tokyo |  | C-Mode Cluster | hec05fc0001.tyo.hec.sap.biz. | 198.18.142.8 | 1-80-006375, 700002236568, 700002236570 |  |  | Netapp | FAS6220 | hec05f0001, hec05f0002 | 2017-11-30 | Dedicated Storage | HEC | Joachim/Keezia | Yes | Yes
188 | Japan - Tokyo | Tokyo |  | C-Mode Cluster | hec05fc0003.tyo.hec.sap.biz. | 198.18.142.15 | 1-80-006373, 940000563628, 940000563630 |  |  | NetApp | FAS6220 | hec05f0005.tyo.hec.sap.biz, hec05f0006.tyo.hec.sap.biz | 2017-11-30 | Dedicated Storage | HEC | Joachim/Keezia | Yes | Yes
189 | Germany | ROT |  | C-Mode Cluster | derotnpc4002 | 10.66.212.58 | 1-80-008402, 700002298487, 700002298499 |  |  | Netapp | FAS6220 | derotnp40003, derotnp40004 | 2018-02-28 | Shared NAS | Shared NAS |  | Yes | Yes
190 | Germany | ROT |  | C-Mode Cluster | derotnpc4001 | 10.66.212.109 | 1-80-008404, 700002292990, 700002297811 |  |  | Netapp | FAS6220 | derotnp40001, derotnp40002 | 2018-02-28 | Shared NAS | Shared NAS |  | Yes | Yes
191 | Australia - Sydney | Sydney |  | C-Mode Cluster | hec07fc003 | 198.18.206.15 | 1-80-007578, 940000568953, 940000568965 |  |  | Netapp | FAS2240-2 | hec07f0005, hec07f0006 | 2018-01-31 | Dedicated Storage | HEC | Joachim/Keezia | Yes | Yes
192 | Germany | ROT13-DC2 | SAP AG RZ50-L02:09 | C-Mode Cluster | derotnpc3001.bb08.mo.sap.corp | 10.67.85.39 | 1-80-009235, 700001287857, 700001287869 |  | 3000339888,3000339889 | Netapp | FAS3250 | derotnp30001, derotnp30002 | 2017-05-31 | Dedicated Storage | Monsoon | Martin | Yes | Yes |  | https://cmp.wdf.sap.corp/sism/default.htm?object_key=00205495930004834488 | https://cmp.wdf.sap.corp/sism/default.htm?object_key=00205495930004834480 | 6/23/14: IP-Address for SISM 1 and 2 are incorrect
193 | Israel | Israel | Raanana | NAS - Cluster | iltlvsn03.tlv.sap.corp, iltlvsn04.tlv.sap.corp | 10.26.114.116, 10.26.114.117 | 200000471827, 200000471839 |  |  | Netapp | FAS3210 | iltlvsn03.tlv.sap.corp, iltlvsn04.tlv.sap.corp | 2015-01-31 | Dedicated Storage | N/A |  | NO | Yes |  |  |  | Hard Disk Warrety Only
194 | Australia - Sydney | Sydney |  | C-Mode Cluster | hec07fc001 | 198.18.206.8 | 1-80-007455, 800000508658, 700002266795 |  |  | Netapp | FAS6220 | hec07f0001, hec07f0002 | 2018-01-31 | Dedicated Storage | HEC | Joachim/Keezia | Yes | Yes
195 | Germany | WDF |  | NAS - Cluster | nsb011, nsb012 | 10.66.212.152, 10.66.212.153 | 210002081172, 210002081184 |  |  | Netapp | FAS3250 | nsb011, nsb012 | 2018-02-28 | VMware | VMware | Keezia | NO | Yes
197 | Australia - Sydney | SYD01-168 Walker Street | Rack 9 | SAN - Modular | aupssn02/aupssn03 | 10.41.193.162, 10.41.193.163 | CKM00091700108 |  | 50088495 | EMC | CX4-120 | N/A | 2014-12-31 | Dedicated Storage | TDC | Keezia | Yes | Yes |  | https://cmp.wdf.sap.corp/sism/default.htm?object_key=00205495930003468869
l | Singapore | SINX0-T-Systems DC1 | Rack 58, T systems | SAN - Modular | sgpssn06/sgpssn07 | 10.32.52.166, 10.32.52.167 | FCNCP101600116 |  | 50783953 | DELL/EMC | CX4-120 | N/A | 2014-07-13 | Dedicated Storage | TDC | Keezia | Yes | Yes |  | https://cmp.wdf.sap.corp/sism/default.htm?object_key=00205495930003468870 |  | 5/19/14:
199 | Vancouver | Vancouver | 1419 | SAN - Modular | cavansan13 | 10.160.15.37, 10.160.15.38 | APM00104401102 | 109463027 | 470611 | EMC | CX4-480 | N/A | 2015-01-20 | Shared SAN | Shared SAN | Steve | Yes | Yes |  | https://cmp.wdf.sap.corp/sism/default.htm?object_key=00205495930002462748
200 | Germany | WDF | RZ14 3R 8 | SAN - Enterprise | Sym-000292602676 | 10.21.60.24 | 292602676 |  | 3000278738 | EMC | VMAX-2 | es2101.wdf.sap.corp | 2015-03-23 | Shared SAN | Shared SAN | Martin | Yes | Yes |  | https://cmp.wdf.sap.corp/sism/default.htm?object_key=00205495930002278135 |  | 6/23/14: IP-Address for SISM 1 is not listed
201 | Germany | ROT | RZ61 1R 7 | SAN - Enterprise | Sym-000292602769 | 10.21.60.15 | 292602769 |  | 3000278716 | EMC | VMAX-1 | es2100.wdf.sap.corp | 2015-04-06 | Shared SAN | SCB | Gerald | Yes | Yes |  | https://cmp.wdf.sap.corp/sism/default.htm?object_key=00205495930002278172 |  | 6/23/14: IP-Address for SISM 1 is not listed
202 | Germany | ROT | RZ61 2R 12 | SAN - Enterprise | Sym-000292603117 | 10.21.60.16 | 292603117 |  | 3000296925 | EMC | VMAX-4 | es2103.wdf.sap.corp | 2015-10-12 | Shared SAN | SCB | Gerald | Yes | Yes |  | https://cmp.wdf.sap.corp/sism/default.htm?object_key=00205495930002796924
203 | Germany | ROT | RZ61 2R 4 | SAN - Enterprise | Sym-000292603144 | 10.21.60.35 | 292603144 |  | 3000291884 | EMC | VMAX-3 | es2102.wdf.sap.corp | 2015-09-04 | Shared SAN | Shared SAN | Martin | Yes | Yes |  | https://cmp.wdf.sap.corp/sism/default.htm?object_key=00205495930002822440
204 | Germany | ROT | RZ50 6R 7 | SAN - Enterprise | Sym-000292603909 | 10.17.234.54 | 292603909 |  | 3000314044 | EMC | VMAX-5 | es2104.wdf.sap.corp | 2015-08-26 | Shared SAN | Shared SAN | Martin | Yes | Yes |  | https://cmp.wdf.sap.corp/sism/default.htm?object_key=00205495930003436224
205 | NSQ | NSQ | 13AN | SAN - Enterprise | Sym-000195900387 |  | HK000195900387 |  | 513300, 513299 | EMC | VMAXe | N/A | 2015-08-30 | Shared SAN | Shared SAN | Peg | Yes | Yes |  | https://cmp.wdf.sap.corp/sism/default.htm?object_key=00205495930002918158 |  | 6/23/14: IP-Address for SISM 1 is 172.22.3.49, Serial number for SISM 1 is incorrect, SISM 1 is located in HDQ/11A NORTH
206 | Vancouver | Mesa | R/1416 | SAN - Modular | CAVANEM00001CS1 | 10.160.15.69 | APM00112404423 |  | 498037 | EMC | VNX5300 | N/A | 2014-12-19 | TIP | TIP | Steve | Yes | Yes |  | https://cmp.wdf.sap.corp/sism/default.htm?object_key=00205495930004762013 |  | 6/23/14: IP-Address for SISM 1 is incorrect 5/15/14: renewed for 6month
207 | Japan |  |  | SAN - Modular | jptyoef00001a/ jptyoef00001b | 10.37.212.236, 10.37.212.237 | FCN00122700006 |  | 50830235 | EMC | VNX5300 | N/A | 2017-07-31 | Dedicated Storage | TDC | Keezia | Yes | Yes
208 | Germany | Rot | RZ50 5R 7 | SAN - Enterprise | Sym-000295700103 | 10.17.234.146 | 295700103 |  | 3000338740 | EMC | VMAX 40K | es2105.wdf.sap.corp | 2016-09-26 | Shared SAN | SCB | Gerald | Yes | Yes |  | https://cmp.wdf.sap.corp/sism/default.htm?object_key=00205495930004219653
209 | Germany | Walldorf | RZ13 2R 4 | SAN - Enterprise | Sym-000295700101 | 10.17.234.36 | 295700101 |  | 3000338734 | EMC | VMAX 40K | es2106.wdf.sap.corp | 2016-10-28 | Shared SAN | Shared SAN | Martin | Yes | Yes |  | https://cmp.wdf.sap.corp/sism/default.htm?object_key=00205495930004614251
210 | Dublin | DUB |  | SAN - Enterprise | Sym-000192601447 |  | 192601447 |  |  | EMC | VMAX | N/A | 2014-07-15 | Sybase | Sybase | Anil | Yes | Yes |  | No
211 | Dublin | DUB |  | SAN - Modular | hds-ddc1 | 10.22.98.34, 10.22.98.35 | 65013763 |  |  | Terix | 9570 | hds-ddc1 | T & M | Sybase | Sybase | Anil | NO | Yes |  | No
212 | Dublin | DUB |  | SAN - Modular | hds-ddc2 | 10.22.97.127, 10.22.97.128 | 65013870 |  |  | Terix | 9570 | hds-ddc2 | T & M | Sybase | Sybase | Anil | NO | Yes |  | No
213 | Dublin | DUB |  | SAN - Modular | hds-ddc3 | 10.22.110.229, 10.22.110.230 | 68016878 |  |  | Terix | 9585 | hds-ddc3 | T & M | Sybase | Sybase | Anil | NO | Yes |  | No
214 | Dublin | DUB |  | SAN - Modular | hds-eng2 | 10.22.110.69, 10.22.110.73 | 65015040 |  |  | Terix | 9585 | hds-eng2 | T & M | Sybase | Sybase | Anil | NO | Yes |  | No
215 | Colorado | Englewood |  |  |  |  | APM00130710853 |  |  | EMC | VNX7500 |  | 2017-04-29 | Sybase | Sybase | Anil | No | No
215 | Colorado | Englewood |  | SAN - Modular | bou9585 | 10.168.1.19, 10.168.1.20 | 68015762 |  |  | Terix | 9585 | N/A | T & M | Sybase | Sybase | Anil | NO | Yes |  | No
216 | Colorado | Englewood |  |  |  |  | APM00130710859 |  |  | EMC | VNX7500 |  | 2017-04-29 | Sybase | Sybase | Anil | No | No
216 | Colorado | Englewood |  |  |  |  | APM00131004766 |  |  | EMC | VNX7500 |  | 2017-04-29 | Sybase | Sybase | Anil | No | No
216 | Colorado | Englewood |  | SAN - Modular | ams500 | 10.168.20.113, 10.168.20.114 | 75040146 |  | 487599 | Terix | AMS500 | ams500-01a, ams500-01b | T & M | Sybase | Sybase | Anil | NO | Yes |  | No
217 | Germany |  | RZ50 | SAN - Enterprise | Sym-000295700338 | 10.17.234.39 | CK295700338 |  |  | EMC | VMAX | N/A | 2017-04-28 | Shared SAN | Premium Landscape | Gerald | No | Yes
218 | Germany |  | RZ21 | SAN - Enterprise | Sym-000295700295 | 10.17.234.183 | CK295700295 |  |  | EMC | VMAX | N/A | 2017-04-28 | Shared SAN | Premium Landscape | Gerald | No | Yes
219 | Maiden Head | IT Data Centre, SAP (UK) Ltd, Sybase Court, Crown Lane, Maidenhead, SL6 8QZ, UK | Rack 7 | NAS - Cluster | MHD-SAN1/MHD-SAN2 | 10.65.4.91, 10.65.4.94 | 2880/2881 |  |  | Dell | Series 40 | mhd-san1, mhd-san2 | 2014-08-31 | Sybase | Sybase | Anil | NO | Yes |  |  |  | Maintenance renewal in progress
220 | Singapore |  |  | NAS - Cluster | CML-SG1/CML-SG2 | 10.34.34.21, 10.34.34.22 | 2907/2908 |  |  | Dell | Series 20 | N/A | 2014-09-30 | Sybase | Sybase | Anil | NO | Yes |  |  |  | 6/26/14: Replacment NetApp CRM: 7000005345 Dell CRM: 7000005344
221 | India - Pune | Sybase, an SAP Company, Sybase Software (India) Pvt Ltd. ¦ Wing A. Level 3, Cyber city Tower 1, Magarpatta City, Hadapsar, Pune, 411013 India |  | NAS - Cluster | cml-pune-c1/cml-pune-c2 | 10.136.65.84, 10.136.65.85 | 3488/3489 |  |  | Dell | Series 20 | cml-pune, cml-pune1 | 2014-09-30 | Sybase | Sybase | Anil | NO | Yes |  |  |  | 6/26/14: Replacment NetApp CRM: 7000005342 EMC CRM: 7000005343
222 | Germany | RZ-50 | 6R11 | SAN - Enterprise | derotemvp003 | 10.17.234.38 | CKM000131303422 |  |  | EMC | VPLEX-VS2 | N/A | 2017-04-30 | Shared SAN | Premium Landscape | Gerald | No | Yes
223 | Germany | RZ-21 | 4R4 | SAN - Enterprise | derotemvp004 | 10.17.234.182 | CKM00131303420 |  | 3000346738 | EMC | VPLEX-VS2 | N/A | 2017-04-29 | Shared SAN | Premium Landscape | Gerald | Yes | Yes |  | https://cmp.wdf.sap.corp/sism/default.htm?object_key=00205495930005428701
224 | Dublin | DUN02 | 1/0397 | NAS - Cluster | cml-ddc4 | 10.172.97.36, 10.172.97.37 | 2905/2906 |  |  | Dell | Series 30 | cml-ddc4-1, cml-ddc4-2 | 2014-06-30 | Sybase | Sybase | Anil | No | Yes |  | https://cmp.wdf.sap.corp/sism/default.htm?object_key=00205495930004624716 |  | 6/24/14: IP-Address for SISM 1 is incorrect, Asset tag for SISM 1 is 549409, Serial number for SISM 1 is incorrect, 5/15/14: Target to DECOM at EOM
225 | Dublin | DUN02 | 1/1106 | NAS - Cluster | cml-ddc8 | 10.172.97.155, 10.172.97.156 | 4781/4782 |  |  | Dell | Series 30 | cml-ddc8-1, cml-ddc8-2 | 2014-06-30 | Sybase | Sybase | Anil | No | Yes |  | https://cmp.wdf.sap.corp/sism/default.htm?object_key=00205495930004626941 | https://cmp.wdf.sap.corp/sism/default.htm?object_key=00205495930004626977 | 6/24/14: IP-Address for SISM 1 and 2 are incorrect, Asset tag for SISM 1 is 549506, asset tag for SISM 2 is 549505, Serial numbers for SISM 1 and 2 are incorrect 5/15/14: Target to DECOM at EOM
226 | Dublin |  |  | NAS - Cluster | cml-ddc11 | 10.172.97.162 | 5493/5494 |  |  | Dell | Series 30 | cml-ddc11 | 2014-06-30 | Sybase | Sybase | Anil | No | Yes |  |  |  | 6/30/14: SC 8344586, PO# 4502716990 6/26/14: SC approved, PO not yet issued CRM: 7000005351 6/3/14: request 3 - 6 month Extension 5/15/14: Target to DECOM at EOM
227 | Dublin | DUN02 | 9/0701 | NAS - Cluster | cml-dubeng | 10.172.169.11, 10.172.169.12 | 8185/8186 |  |  | Dell | Series 40 | cml-dubeng1, cml-dubeng2 | 2014-06-30 | Sybase | Sybase | Anil | No | Yes |  | https://cmp.wdf.sap.corp/sism/default.htm?object_key=00205495930004624955 | https://cmp.wdf.sap.corp/sism/default.htm?object_key=00205495930004624956 | 6/24/14: Asset tag for SISM 1 is 551464, asset tag for SISM 2 is 551465, Serial numbers for SISM 1 and 2 are incorrect 5/15/14: Target to DECOM at EOM
228 | Dublin |  |  | NAS - Cluster | cml-ddc16 | 10.172.97.227, 10.172.97.1 | 8270/8271 |  |  | Dell | Series 40 | cml-ddc16-1 | 2014-06-30 | Sybase | Sybase | Anil | No | Yes |  |  |  | 6/3/14: request 3 - 6 month Extension 5/15/14: Target to DECOM at EOM
229 | Englewood |  |  | NAS - Cluster | bou-cml | 10.168.0.21, 10.168.0.22 | 3869/3870 |  |  | Dell | Series 30 | cml-boulder1, cml-boulder2 | 2014-06-30 | Sybase | Sybase | Anil | No | Yes |  |  |  | 5/15/14: Target to DECOM at EOM
230 | Dublin |  |  | SAN - Enterprise | USDUBEMVP00001 | 10.172.129.19 | FNM00132100186 |  | 541660 | EMC | VPLEX | N/A | 2017-07-16 | Sybase | Sybase | Anil | Yes | Yes
231 | Germany | WDF20 | RZ14/2/5 | SAN - Enterprise | derotemvp001 | 10.17.234.132 | CKM00131303421 |  | 3000346738 | EMC | VPLEX | N/A | 2017-05-01 | Shared SAN | Shared SAN | Gerald | Yes | Yes |  | https://cmp.wdf.sap.corp/sism/default.htm?object_key=00205495930005428730 |  | 6/24/14: Asset tag for SISM 1 is incorrect 6/4/14: Maint updated to 5/1/2017 from 4/30/2017 Serial number endes in 1 not 2.
232 | Germany | ROT13 | RZ61/1R/10 | SAN - Enterprise | derotemvp002 | 10.17.234.10 | CKM00131303427 |  |  | EMC | VPLEX | N/A | 2017-04-30 | Shared SAN | Shared SAN |  | No | Yes |  | https://cmp.wdf.sap.corp/sism/default.htm?object_key=00205495930005428714 |  | 6/24/14: IP-Address for SISM 1 is incorrect, Asset tag for SISM 1 is 3000346741
233 | Germany |  |  | C-Mode Cluster | derotnpc3002a.bb07.mo.sap.corp. | 10.67.85.30 | 1-80-009389, 701412000236, 701412000235 |  |  | Netapp | FAS6290 | derotnp30003, derotnp30004 | 2018-03-31 | Dedicated Storage | Monsoon | Martin | Yes | Yes
234 | Germany |  |  | NAS - Cluster | derotnpc3003a.bb07.mo.sap.corp | 10.67.85.60 | 650000141126, 650000141138 |  |  | Netapp | FAS2240 | derotnp30005, derotnp30006 | 2017-07-31 | Dedicated Storage | Monsoon | Martin | No | Yes
235 | Israel |  |  | NAS - Cluster | iltlvsemc02 | 10.26.86.253, 10.26.86.254 | CKM00140300889 |  |  | EMC | VNX5200 | iltlvsemc02 | 2016-12-25 | Dedicated Storage | N/A |  | No | Yes
236 | Palo Alto | Palo Alto |  | NAS - Cluster | uspalnas03, uspalnas04 | 10.49.26.115, 10.49.26.116 | 700001244532, 700001244520 |  | 539029 | Netapp | FAS2040 | uspalnas03, uspalnas04 | 2016-10-31 | Dedicated Storage | HEC | [6 empty] | Is this on CSC list?
237 | Germany | ROT06 | RZ21/5R | NAS - Cluster | hec01fc004 | 198.18.14.12 | 701415000612, 701415000611 |  | 300282271, 300282272 | Netapp | FAS8060 | hec01fc0009, hec01fc0010 | 2018-04-30 | Dedicated Storage | N/A |  |  | Yes |  | https://cmp.wdf.sap.corp/sism/default.htm?object_key=00205495930002346444 | https://cmp.wdf.sap.corp/sism/default.htm?object_key=00205495930002346234 | 6/24/14: IP-Address for SISM 1 and 2 are not listed, Serial numbers for SISM 1 and 2 are incorrect, Hostname for SISM 1 and 2 is incorrect 6/9/14: Added
238 | South Korea - Seoul | Seoul |  | NAS - Cluster | krselnas03, krselnas04 | 10.34.192.20, 10.34.192.21 | 941413000031, 941413000032 |  |  | Netapp | FAS2240-2 | krselnas03, krselnas04 | 2017-04-30 | Dedicated Storage | N/A |  |  | Yes |  |  |  | 6/9/14: Added (replacement for 1,2)
239 | Vancouver |  |  | NAS - Cluster | cavannac01 |  | 701417000440, 701417000439 |  | 300282273, 300282274 | Netapp | FAS8060 | cavannac01n03, cavannac01n04 | 2018-04-30 | TIP | TIP | Steve |  | Yes |  | https://cmp.wdf.sap.corp/sism/default.htm?object_key=00205495930002321326 | https://cmp.wdf.sap.corp/sism/default.htm?object_key=00205495930002321325 | 6/24/14: IP-Address for SISM 1 and 2 are not listed, Serial numbers for SISM 1 and 2 are incorrect, Hostnames for SISM 1 and 2 are incorrect, Location of SISM 1 and 2 is incorrect 6/9/14: Added
240 | Sterling, VA | Savvis |  | C-Mode Cluster | hec03fc001 |  | 1-80-003138, 700002300723, 700002300735 |  | 552556 | Netapp | FAS6220 | hec03f0007, hec03f0008 | 2018-02-28 | Dedicated Storage | HEC | Joachim/Bob | Yes | Yes |  | https://cmp.wdf.sap.corp/sism/default.htm?object_key=00205495930002092066 |  | 6/24/14: IP-Address for SISM 1 is 172.22.3.9, Asset tag for SISM 1 is incorrect, Serial number for SISM 1 is incorrect, Hostname for SISM 1 is incorrect, Location of SISM 1 is incorrect 6/9/14: Added
241 | Santa Clara |  |  | C-Mode Cluster | hec04fc002 | 198.18.110.11 | 700002056372, 700002056384 |  | 557112, 557113 | Netapp | FAS3250 |  | 2017-08-31 | Dedicated Storage | HEC | Joachim | No | No |  |  |  | 6/12/14: Added
Decommisioned
S.No | Location | DC | Floor /Rack location | Device Type | Name | Ipaddress Admin LAN | Serial No. | Cost Center | Asset Tag / Equipment No. | Vendor | Model | NAS Node Name | DECOM Date | KUG | LOB | Cust PoC | OCI | CSC | PO / SC | SISM 1 | SISM 2 | Special Comments
51 | Germany | ROT- DC1 | RZ24 | NAS - Cluster | ns4003, ns4004 | 10.66.222.242, 10.66.222.243 | 200000068474, 200000068498 |  |  | Netapp | FAS3140A | ns4003, ns4004 | 401768 | VMware | VMware | Martin | No | Yes |  |  |  | DECOMMISIONED
73 | Germany | WDF20 | RZ14 | NAS - Cluster | nsb003, nsb004 | 10.66.213.70, 10.66.213.71 | 200000068761, 200000068773 |  | 3000241483,3000241484 | Netapp | FAS3170A | nsb003, nsb004 | 401768 | B2D | B2D | Joachim | Yes | Yes |  |  |  | DECOMMISIONED
52 | Germany | ROT- DC1 | RZ24 | NAS - Cluster | ns4005, ns4006 | 10.66.223.57, 10.66.223.58 | 200000092621, 200000092633 |  | 3000244188,3000244189 | Netapp | FAS3140A | ns4005, ns4006 | 401768 | VMware | VMware | Martin | Yes | Yes |  |  |  | DECOMMISIONED
53 | Germany | ROT- DC1 | RZ24 | NAS - Cluster | ns4007, ns4008 | 10.66.223.63, 10.66.223.64 | 200000106472, 200000107830 |  | 3000245138,3000245139 | Netapp | FAS3140A | ns4007, ns4008 | 401768 | VMware | VMware | Martin | Yes | Yes |  |  |  | DECOMMISIONED
76 | Germany | WDF05 | RZ07C-R:2-L-03 - Käfig C | NAS - Cluster | ns9003, ns9004 | 10.17.243.42, 10.17.243.43 | 200000111518, 200000111520 |  | 3000245748,3000245749 | Netapp | FAS3170A | ns9003, ns9004 | 401768 | Dedicated Storage |  | Joachim | Yes | Yes |  |  |  | DECOMMISIONED
77 | Germany | ROT-DC2 | RZ63 | NAS - Cluster | ns9005, ns9006 | 10.66.213.145, 10.66.213.146 | 200000191805, 200000192316 |  | 3000254188,3000254189 | Netapp | FAS6080 | ns9005, ns9006 | 401768 | Dedicated Storage | HANA Platform Strat.Projects | Joachim | Yes | Yes |  |  |  | DECOMMISIONED
43 | Germany | ROT - DC2 | RZ62/ 5 | NAS - Cluster | ns0069, ns0070 | 10.66.213.10, 10.66.213.11 | 20006439, 20006438 |  | 3000217027,3000217028 | Netapp | FAS6080 | ns0069, ns0070 | 401768 | Shared NAS | Shared NAS | Joachim | Yes | Yes |  |  |  | DECOMMISIONED
196 | NSQ | NSQ | 8DCF | SAN - Modular | AMS2500_87010736 | 172.22.3.61, 172.22.3.62 | 87010736 |  |  | HDS | AMS2500 | N/A | 401768 | Dedicated Storage | CA | Kevin | No | Yes |  |  |  | DECOMMISIONED
Note on N1: MacGuire, Kevin: Systems with 12/31/2999 have been Decommisioned
Note on N252: MacGuire, Kevin: Systems with 12/31/2999 have been Decommisioned

## Switch
S No. | Site Name | Device Type | Switch name | Ipaddress | Serial No. | EOM | Vendor | Model
1 | Australia | Switch Class | aupsss01 | 10.41.193.141 | JAF1313XYWV / FOX1231HAG3 | 2014-12-31 | EMC / Cisco | MDS9124
2 | Australia | Switch Class | aupsss02 | 10.41.193.142 | JAF1313XYV2 / FOX1311GRF2 | 2014-12-31 | EMC / Cisco | MDS9124
3 | Germany | Director Class | fcd2017 | 10.17.234.6 | BRCAFX1948F005 | 2015-02-07 | EMC / Brocade | DCX
4 | Germany | Director Class | fcd2018 | 10.17.234.7 | BRCAFX1948F007 | 2015-02-07 | EMC / Brocade | DCX
5 | Germany | Director Class | fcd2019 | 10.17.234.100 | BRCAFX1902G009 | 2015-04-07 | EMC / Brocade | DCX
6 | Germany | Director Class | fcd2020 | 10.17.234.103 | BRCAFX1950F024 | 2015-04-07 | EMC / Brocade | DCX
7 | Germany | Director Class | fcd2021 | 10.17.234.150 | BRCAFX1950F014 | 2015-03-23 | EMC / Brocade | DCX
8 | Germany | Director Class | fcd2022 | 10.17.234.153 | BRCAFX1950F023 | 2015-03-23 | EMC / Brocade | DCX
9 | Germany | Switch Class | fcs2140 | 10.17.234.166 | BRCALM1948F01G | 2015-02-07 | EMC / Brocade | 5100
10 | Germany | Switch Class | fcs2141 | 10.17.234.167 | BRCALM0605F085 | 2015-02-07 | EMC / Brocade | 5100
11 | Germany | Switch Class | fcs2142 | 10.17.234.168 | BRCALM1948F01K | 2015-02-07 | EMC / Brocade | 5100
12 | Germany | Switch Class | fcs2143 | 10.17.234.169 | BRCALM1948F01M | 2015-02-07 | EMC / Brocade | 5100
13 | Germany | Switch Class | fcs2144 | 10.17.234.180 | BRCAHX1943F00M | 2015-02-07 | EMC / Brocade | 5300
14 | Germany | Switch Class | fcs2145 | 10.17.234.181 | BRCAHX1943F00V | 2015-02-07 | EMC / Brocade | 5300
15 | Germany | Switch Class | fcs2160 | 10.17.234.156 | BRCALM1911G008 | 2015-03-23 | EMC / Brocade | 5100
16 | Germany | Switch Class | fcs2161 | 10.17.234.157 | BRCALM1911G009 | 2015-03-23 | EMC / Brocade | 5100
17 | Germany | Switch Class | fcs2162 | 10.17.234.106 | BRCALM1910G00P | 2015-04-07 | EMC / Brocade | 5100
18 | Germany | Switch Class | fcs2163 | 10.17.234.107 | BRCALM1942F056 | 2015-04-11 | EMC / Brocade | 5100
19 | Germany | Switch Class | fct1 | 10.67.226.1 | BRCLX060040604 |  | EMC / Brocade | 4100
20 | Germany | Switch Class | fct2 | 10.67.226.2 | BRCLX060040619 |  | EMC / Brocade | 4100
21 | NSQ | Switch Class | BRPHLLA01s0 | 172.22.3.17 | ALJ0615F05P | 31.12.14 | Brocade | Brocade 300 Switch
22 | Palo Alto | Switch Class | slkwrm7 | 10.48.193.95 | ALM2523G04G |  | Brocade | 5100
23 | Palo Alto | Switch Class | slkwrm8 | 10.48.193.96 | ALM2523G049 |  | Brocade | 5100
24 | Palo Alto | Switch Class | slkwrm6 | 10.48.191.81 | UC060005781 | 30.06.10 | Brocade | 4900
25 | Palo Alto | Switch Class | slkwrm5 | 10.48.191.80 | UC060005773 | 30.06.10 | Brocade | 4900
26 | Germany | Director Class | fcd2024 | 10.17.234.89 | BRCANN1902H014 | 2016-06-30 | EMC / Brocade | DCX-4S
27 | Germany | Director Class | fcd2023 | 10.17.234.86 | BRCANN1902H016 | 2016-06-30 | EMC / Brocade | DCX-4S
28 | Germany | Director Class | fcd2026 | 10.17.234.58 | BRCANN1902H017 | 2016-07-01 | EMC / Brocade | DCX-4S
29 | Germany | Director Class | fcd2025 | 10.17.234.55 | BRCANN1902H025 | 2016-06-30 | EMC / Brocade | DCX-4S
30 | Germany | Switch Class | fcs2148 | 10.17.234.252 | BRCAHX1920H012 | 2016-06-30 | EMC / Brocade | 5300 Switch
31 | Germany | Switch Class | fcs2149 | 10.17.234.253 | BRCAHX1920H013 | 2016-06-30 | EMC / Brocade | 5300 Switch
32 | Germany | Switch Class | fcs2172 | 10.17.235.38 | BRCAHX0651E04D | 2016-06-30 | EMC / Brocade | 5300 Switch
33 | Germany | Switch Class | fcs2173 | 10.17.235.39 | BRCAHX1920H01A | 2016-06-30 | EMC / Brocade | 5000 Switch
34 | Savvis | Switch Class | DS_300A | 172.22.3.120 | BRCALJ2512G04N | 2014-06-19 | EMC | Brocade 300 Switch
35 | Savvis | Switch Class | DS_300B | 172.22.3.121 | BRCALJ2509G172 | 2014-06-19 | EMC | Brocade 300 Switch
36 | Singapore | Switch Class | sgpsss01 | 10.32.52.181 | JAB1122N89A / FOX110412K9 | 2014-07-13 | EMC / Cisco | MDS9124
37 | Singapore | Switch Class | sgpsss02 | 10.32.52.182 | JAB1122N87Z / FOX11050CCX | 2014-07-13 | EMC / Cisco | MDS9124
38 | Vancouver | Director Class | VAN_DCX_13 | 10.160.15.100 | AFY2520G012 |  | EMC / Brocade | Brocade DCX
39 | Vancouver | Director Class | VAN_DCX_23 | 10.160.15.103 | AFY2520G00Z |  | EMC / Brocade | Brocade DCX
40 | Japan | Switch Class | JPTYOBF00001 | 10.37.212.238 | ALM2524H09J |  | Unidex / Brocade | Brocade 5100
41 | Japan | Switch Class | JPTYOBF00002 | 10.37.212.239 | ALM2525H01X |  | Unidex / Brocade | Brocade 5100
42 | Germany | NetApp Switch Class | fcsesx17 | 10.66.223.59 | ALM1945E119 | 31.01.14 | NetApp/Brocade | Brocade 5100
43 | Germany | NetApp Switch Class | fcsesx18 | 10.66.223.60 | ALM1945E115 | 31.01.14 | NetApp/Brocade | Brocade 5100
44 | Germany | NetApp Switch Class | fcsesx19 | 10.66.223.67 | ALM1947E200 | 28.02.14 | NetApp/Brocade | Brocade 5100
45 | Germany | NetApp Switch Class | fcsesx20 | 10.66.223.68 | ALM1947E185 | 28.02.14 | NetApp/Brocade | Brocade 5100
46 | Germany | NetApp Switch Class | fcsesx21 | 10.67.136.98 | ALM1947E018 | 31.03.14 | NetApp/Brocade | Brocade 5100
47 | Germany | NetApp Switch Class | fcsesx22 | 10.67.136.99 | ALM1947E014 | 31.03.14 | NetApp/Brocade | Brocade 5100
48 | Germany | NetApp Switch Class | fcsb54 | 10.66.220.11 | ALM2501H05G | 30.04.15 | NetApp/Brocade | Brocade 5100
49 | Germany | NetApp Switch Class | fcsb55 | 10.66.220.126 | ALM2549G0K6 | 30.04.15 | NetApp/Brocade | Brocade 5100
50 | Germany | NetApp Switch Class | fcsb56 | 10.21.217.169 | ALM1914G021 | 30.04.15 | NetApp/Brocade | Brocade 5100
51 | Germany | NetApp Switch Class | fcsb57 | 10.21.217.171 | ALM1914G02E | 30.04.15 | NetApp/Brocade | Brocade 5100
52 | Germany | NetApp Switch Class | fcsb58 | 10.66.220.164 | ALM2549G0JL | 30.04.15 | NetApp/Brocade | Brocade 5100
53 | Germany | NetApp Switch Class | fcsb59 | 10.66.220.180 | ALM2501H05F | 30.04.15 | NetApp/Brocade | Brocade 5100
54 | Germany | NetApp Switch Class | fcsb60 | 10.21.216.210 | ALM1914G02V | 30.04.15 | NetApp/Brocade | Brocade 5100
55 | Germany | NetApp Switch Class | fcsb61 | 10.21.216.211 | ALM1914G02Y | 30.04.15 | NetApp/Brocade | Brocade 5100
56 | Germany | NetApp Switch Class | fcsb62 | 10.66.223.16 | ALM1917H045 | 31.07.16 | NetApp/Brocade | Brocade 5100
57 | Germany | NetApp Switch Class | fcsb63 | 10.66.223.19 | ALM1917H044 | 31.07.16 | NetApp/Brocade | Brocade 5100
58 | Germany | NetApp Switch Class | fcsb64 | 10.67.137.86 | ALM1917H048 | 31.07.16 | NetApp/Brocade | Brocade 5100
59 | Germany | NetApp Switch Class | fcsb65 | 10.67.137.87 | ALM1917H04D | 31.07.16 | NetApp/Brocade | Brocade 5100
60 | Germany | Switch Class | Fcs2164 | 10.17.234.61 | BRCALM1912H03H | 2016-07-01 | EMC / Brocade | 5300
61 | Germany | Switch Class | Fcs2165 | 10.17.234.37 | BRCALM1912H03M | 2016-06-30 | EMC / Brocade | 5300
62 | Germany | Switch Class | Fcs2166 | 10.17.234.142 | BRCALM2520H04M | 2016-09-26 | EMC / Brocade | 5300
63 | Germany | Switch Class | Fcs2167 | 10.17.234.145 | BRCALM2520H055 | 2016-09-26 | EMC / Brocade | 5300
64 | Germany | Switch Class | Fcs2174 | 10.17.234.140 | BRCAHX2511H026 | 2016-09-26 | EMC / Brocade | 5300
65 | Germany | Switch Class | Fcs2175 | 10.17.234.141 | BRCAHX2511H01V | 2016-09-26 | EMC / Brocade | 5300
66 | Germany | Switch Class | fcs2146 | 10.17.234.138 | BRCAHX1910G010 |  | EMC / Brocade | 5300
67 | Germany | Switch Class | fcs2147 | 10.17.234.139 | BRCAHX1910G013 | 2015-07-15 | EMC / Brocade | 5300
68 | Sybase-Dublin | Director Class | mds1.oak.sap.corp | 10.172.105.70 | FOX07030XY7 |  | TERiX | MDS 9509
69 | Sybase-Dublin | Director Class | mds2.oak.sap.corp | 10.172.105.71 | FOX0715S025 |  | TERiX | MDS 9509
70 | Sybase-Dublin | Switch Class | dub-mds-0x8-netcom.oak.sap.corp | 10.172.107.11 | FOX1349H9K8 |  | CISCO | MDS 9124
71 | Sybase-Dublin | Switch Class | dub-mds-0x10-netcom.oak.sap.corp | 10.172.107.74 | FOX1505GJLK |  | CISCO | MDS 9124
72 | Sybase-Dublin | Switch Class | dub-mds-0x2-netcom.oak.sap.corp | 10.172.107.174 | FOX112411XD |  | CISCO | MDS 9124
73 | Sybase-Dublin | Switch Class | dub-mds-0x6-netcom.oak.sap.corp | 10.172.107.207 | FOX1225H3SJ |  | CISCO | MDS 9124
74 | Sybase-Dublin | Switch Class | dub-mds-0x4-0727.oak.sap.corp | 10.172.144.47 | FOX11300S2A |  | CISCO | MDS 9124
75 | Sybase-Dublin | Switch Class | dub-mds-0x0-0108.oak.sap.corp | 10.172.102.93 | FOX11300S1S |  | CISCO | MDS 9124
76 | Sybase-Dublin | Switch Class | dub-mds-0x3-0727.oak.sap.corp | 10.172.144.46 | FOX11300XD9 |  | CISCO | MDS 9124
77 | Sybase-Dublin | Switch Class | dub-mds-0x5-netcom.oak.sap.corp | 10.172.107.211 | FOX1225H4V4 |  | CISCO | MDS 9124
78 | Sybase-Dublin | Switch Class | dub-mds-0x7-netcom.oak.sap.corp | 10.172.107.245 | FOX1352GY8D |  | CISCO | MDS 9124
79 | Sybase-Dublin | Switch Class | dub-mds-0x9-netcom.oak.sap.corp | 10.172.107.72 | FOX1505GJNR |  | CISCO | MDS 9124
80 | Sybase-Dublin | Switch Class | dub-mds-0x1-netcom.oak.sap.corp | 10.172.107.173 | FOX112411UT |  | CISCO | MDS 9124
81 | Sybase-Dublin | Switch Class | dub-mds-bkp-2.oak.sap.corp | 10.172.107.183 | FOX1229GTQ4 |  | CISCO | MDS 9124
82 | Sybase-Dublin | Switch Class | dub-mds-bkp-1.oak.sap.corp | 10.172.107.159 | FOX1225H3V2 |  | CISCO | MDS 9124
83 | Sybase-Dublin | Switch Class | dub-eng-mds1.oak.sap.corp | 10.172.107.126 | AMS14280148 |  | CISCO | MDS 9148
84 | Sybase-Dublin | Switch Class | dub-eng-mds2.oak.sap.corp | 10.172.107.178 | AMS14280449 |  | CISCO | MDS 9148
85 | Sybase-Dublin | Switch Class | iqcore-bc2.oak.sap.corp | 10.172.107.46 | ALM0615E02N |  | Brocade | Brocade 5500
86 | Sybase-Englewood | Director Class | englewood-mds1 | 10.168.30.12 | FOX1315GFJ6 | T & M | CISCO | MDS9222i
87 | Sybase-Englewood | Switch Class | englewood-edge1-1 | 10.168.30.14 | FOX1318GM82 |  | CISCO | MDS9124
88 | Sybase-Englewood | Switch Class | englewood-edge2-1 | 10.168.30.15 | FOX1318GMA5 |  | CISCO | MDS9124
89 | Sybase-Englewood | Switch Class | englewood-edge3-1 | 10.168.30.16 | FOX1322G7GC |  | CISCO | MDS9124
90 | Sybase-Englewood | Switch Class | englewood-edge4-1 | 10.168.30.17 | FOX1312GK5U |  | CISCO | MDS9124
91 | Sybase-Englewood | Director Class | englewood-mds2 | 10.168.30.13 | FOX1315G6LQ | T & M | CISCO | MDS9222i
92 | Sybase-Englewood | Switch Class | englewood-edge1-2 | 10.168.30.18 | FOX1319G3QZ |  | CISCO | MDS9124
93 | Sybase-Englewood | Switch Class | englewood-edge2-2 | 10.168.30.19 | FOX1322G7GG |  | CISCO | MDS9124
94 | Sybase-Englewood | Switch Class | englewood-edge3-2 | 10.168.30.20 | FOX1322G7FQ |  | CISCO | MDS9124
95 | Sybase-Englewood | Switch Class | englewood-edge4-2 | 10.168.30.21 | FOX1312GCYX |  | CISCO | MDS9124
96 | Sybase-Englewood | Switch Class | brocade-01.den2.sap.corp | 10.168.20.115 | EV020016590 |  | Brocade
97 | Germany | NetApp Switch Class | derotnpc0002sw1 | 10.67.151.247 | FOX1633G7LA |  | CISCO | Nexus5596
98 | Germany | NetApp Switch Class | derotnpc0002sw2 | 10.67.151.248 | FOX1635GT9U |  | CISCO | Nexus5596
99 | NSQ | Director Class | Usphlbra0002 | 172.22.3.70 | ANP2505J014 |  | EMC | DCX-8510
100 | NSQ | Director Class | Usphlbrb0003 | 172.22.3.73 | ANP2505J00J |  | EMC | DCX-8510
101 | Germany | NetApp Switch Class | derotnpc0001sw1 | 10.67.137.95 | FOC15270AQZ |  | CISCO | NX5010
102 | Germany | NetApp Switch Class | derotnpc0001sw2 | 10.67.137.96 | FOC152323YU |  | CISCO | NX5010
103 | Germany | NetApp Switch Class | dewdfnpc0001sw1 | 10.67.160.96 | 30111200391 | 31.01.17 | NetApp | NetApp CN1610
104 | Germany | NetApp Switch Class | dewdfnpc0001sw2 | 10.67.160.97 | 30111200449 | 31.01.17 | NetApp | NetApp CN1610
105 | Germany | NetApp Switch Class | derotnpc0003sw1 | 10.21.214.118 | 30111200723 | 31.03.17 | NetApp | NetApp CN1610
106 | Germany | NetApp Switch Class | derotnpc0003sw2 | 10.21.214.119 | 30111200618 | 31.03.17 | NetApp | NetApp CN1610
107 | Germany | NetApp Switch Class | derotnpc0004sw1 | 10.21.238.48 | 30111200687 | 31.03.17 | NetApp | NetApp CN1610
108 | Germany | NetApp Switch Class | derotnpc0004sw2 | 10.21.238.49 | 30111200733 | 31.03.17 | NetApp | NetApp CN1610
109 | Germany | NetApp Switch Class | derotnpc0005sw1 | 10.21.238.10 | 30411200763 | 31.07.17 | NetApp | NetApp CN1610
110 | Germany | NetApp Switch Class | derotnpc0005sw2 | 10.21.238.9 | 30411200620 | 31.07.17 | NetApp | NetApp CN1610
111 | Germany | NetApp Switch Class | hec01fc001cs1 | 198.18.0.40 | 30411200069 | 30.06.17 | NetApp | NetApp CN1610
112 | Germany | NetApp Switch Class | hec01fc001cs2 | 198.18.0.41 | 30411200065 | 30.06.17 | NetApp | NetApp CN1610
113 | Germany | NetApp Switch Class | hec01fc002cs1 | 198.18.0.42 | 30311200963 | 31.05.17 | NetApp | NetApp CN1610
114 | Germany | NetApp Switch Class | hec01fc002cs2 | 198.18.0.43 | 30311200847 | 31.05.17 | NetApp | NetApp CN1610
115 | France-NSD | NetApp Switch Class | frparnpcl01sw1 | 10.176.251.67 | 30211200168 | 30.06.18 | NetApp | NetApp CN1610
116 | France-NSD | NetApp Switch Class | frparnpcl01sw2 | 10.176.251.68 | 30311200816 | 30.06.18 | NetApp | NetApp CN1610
117 | Shanghai-NSD | NetApp Switch Class | cnshgnpcl01sw1.pvgl.sap.corp | 10.58.120.68 | 30211200502 | 30.04.18 | NetApp | NetApp CN1610
118 | Shanghai-NSD | NetApp Switch Class | cnshgnpcl01sw2.pvgl.sap.corp | 10.58.120.69 | 30211200544 | 30.04.18 | NetApp | NetApp CN1610
119 | Vancouver-TIP | NetApp Switch Class | cavanna00001sw1 | 10.160.15.56 | 30211200061 | 30.04.17 | NetApp | NetApp CN1610
120 | Vancouver-TIP | NetApp Switch Class | cavanna00001sw2 | 10.160.15.57 | 30211200118 | 30.04.17 | NetApp | NetApp CN1610
121 | Germany | Director Class | derotbr00011 | 10.17.234.40 | BRCAFX1915J020 | 2017-07-06 | EMC | DCX-8510
122 | Germany | Director Class | derotbr00012 | 10.17.234.43 | BRCAFX1915J028 | 2017-07-06 | EMC | DCX-8510
123 | Germany | Director Class | derotbr00013 | 10.17.234.184 | BRCAFX1915J022 | 2017-07-06 | EMC | DCX-8510
124 | Germany | Director Class | derotbr00014 | 10.17.234.187 | BRCAFX1915J017 | 2017-07-06 | EMC | DCX-8510
125 | Maiden Head | Switch Class | mhd-cisco9134-1 | 10.65.4.65 | FOX1415G1CD |  | Terix/CISCO | DS-C9134-K9
126 | Maiden Head | Switch Class | mhd-cisco9134-2 | 10.65.4.66 | FOX1413G529 |  | Terix/CISCO | DS-C9134-K9
127 | Sybase-Singapore | Switch Class | sgp-brocade1.sin2.sap.corp | 10.34.34.59 | AGF0651C0EX |  | Terix/Brocade | 5000
128 | Sybase-Singapore | Switch Class | sgp-brocade2.sin2.sap.corp | 10.34.34.60 | AGF0651C0F8 |  | Terix/Brocade | 5000
129 | Sybase-Pune | Switch Class | Pune-MDS1 | 10.136.65.82 | FOX112508JH |  | Terix/CISCO | MDS 9124
130 | Sybase-Pune | Switch Class | Pune-MDS2 | 10.136.65.83 | FOX11320TWV |  | Terix/CISCO | Cisco
131 | Savvis | NetApp Switch Class | hec03fc001cs1 | 198.18.64.80 | 30411200332 | 30.06.17 | Netapp | CN1610
132 | Savvis | NetApp Switch Class | hec03fc001cs2 | 198.18.64.82 | 30411200236 | 30.06.17 | Netapp | CN1610
133 | Savvis | NetApp Switch Class | hec03fc002cs1 | 198.18.64.84 | 30411200712 | 31.07.17 | Netapp | CN1610
134 | Savvis | NetApp Switch Class | hec03fc002cs2 | 198.18.64.85 | 30411200654 | 31.07.17 | Netapp | CN1610
135 | India-Bangalore-NSD | NetApp Switch Class | CLSW1 | 10.52.2.121 |  |  | Netapp
136 | India-Bangalore-NSD | NetApp Switch Class | CLSW2 | 10.52.2.122 |  |  | Netapp
137 | Santa Clara | NetApp Switch Class | hec04fc001cs1 | 198.18.96.80 | 30611200033 | 2017-08-31 | NetApp | NetApp CN1610
138 | Santa Clara | NetApp Switch Class | hec04fc001cs2 | 198.18.96.81 | 30611200123 | 31.08.17 | NetApp | NetApp CN1610
139 | Savvis | Switch Class | Usiadbre00006 | 172.22.3.122 | BRCBRW2537J048 | 2016-10-17 | EMC | Brocade 6510 Switch
140 | Savvis | Switch Class | Usiadbre00007 | 172.22.3.123 | BRCBRW2537J04D | 2016-10-17 | EMC | Brocade 6510 Switch
141 | Savvis | Switch Class | Usiadbrf00008 | 172.22.3.124 | BRCBRW2537J045 | 2016-10-17 | EMC | Brocade 6510 Switch
142 | Germany | NetApp Switch Class | derotnpc0006sw1 | 10.66.213.23 | 30411200543 | 30.09.17 | NetApp | NetApp CN1610
143 | Germany | NetApp Switch Class | derotnpc0006sw2 | 10.66.213.24 | 30411200579 | 30.09.17 | NetApp | NetApp CN1610
144 | Germany | NetApp Switch Class | derotnpc0007sw1 | 10.66.212.168 | 30411200825 | 30.09.17 | NetApp | NetApp CN1610
145 | Germany | NetApp Switch Class | derotnpc0007sw2 | 10.66.212.169 | 30411200589 | 30.09.17 | NetApp | NetApp CN1610
146 | Amsterdam | NetApp Switch Class | hec02fc002cs1 | 198.18.32.78 | 30311200555 | 31.07.17 | NetApp | NetApp CN1610
147 | Amsterdam | NetApp Switch Class | hec02fc002cs2 | 198.18.32.79 | 30311200738 | 31.07.17 | NetApp | NetApp CN1610
148 | Amsterdam | NetApp Switch Class | hec02fc001cs1 | 198.18.32.74 | 30411200348 | 31.07.17 | NetApp | NetApp CN1610
149 | Amsterdam | NetApp Switch Class | hec02fc001cs2 | 198.18.32.75 | 30411200292 | 31.07.17 | NetApp | NetApp CN1610
150 | Sybase-Dublin | Director Class | USDUBBRA00001 | 10.172.129.11 | BRCAFX1939H008 | 2017-07-12 | EMC | DCX 8510-8
151 | Sybase-Dublin | Director Class | USDUBBRB00001 | 10.172.129.14 | BRCAFX1939H006 | 2017-07-12 | EMC | DCX 8510-8
152 | Sybase-Dublin | Switch Class | USDUBBRA00003 | 10.172.129.17 | BRCBRW2515J07V | 2017-07-12 | EMC | 6510
153 | Sybase-Dublin | Switch Class | USDUBBRB00004 | 10.172.129.18 | BRCBRW2515J07Y | 2017-07-12 | EMC | 6510
154 | Germany | NetApp Switch Class | derotpnc9001sw1 | 10.67.190.98 | 30311200789 | 31.12.17 | NetApp | NetApp CN1610
154 | Germany | NetApp Switch Class | hec01fc004cs1 | 198.18.1.130 | 31111200319 | 30.04.18 | Netapp | NetApp CN1610
154 | Germany | NetApp Switch Class | hec01fc004cs2 | 198.18.1.131 | 31111200375 |  | Netapp | NetApp CN1610
155 | Germany | NetApp Switch Class | derotnpc9001sw2 | 10.67.190.99 | 30311200135 | 31.12.17 | NetApp | NetApp CN1610
156 | OSAKA-Japan | NetApp Switch Class | hec06fc001cs1 | 198.18.174.9 | 30911200633 | 30.11.17 | NetApp | NetApp CN1610
157 | OSAKA-Japan | NetApp Switch Class | hec06fc001cs2 | 198.18.174.10 | 30911200648 | 30.11.17 | NetApp | NetApp CN1610
158 | Germany | NetApp Switch Class | derotnpc0008sw1 | 10.17.235.18 | 30911200479 | 31.12.17 | NetApp | NetApp CN1610
159 | Germany | NetApp Switch Class | derotnpc0008sw2 | 10.17.235.19 | 30911200664 | 31.12.17 | NetApp | NetApp CN1610
160 | Tokyo-Japan | NetApp Switch Class | hec05fc001cs1 | 198.18.142.9 | 30911200622 | 30.11.17 | NetApp | NetApp CN1610
161 | Tokyo-Japan | NetApp Switch Class | hec05fc001cs2 | 198.18.142.10 | 30911200655 | 30.11.17 | NetApp | NetApp CN1610
162 | Germany | NetApp Switch Class | derotnpc4002sw1 | 10.76.76.138 | 31111200269 | 28.02.18 | NetApp | NetApp CN1610
163 | Germany | NetApp Switch Class | derotnpc4002sw2 | 10.76.76.139 | 31111200258 | 28.02.18 | NetApp | NetApp CN1610
164 | Germany | NetApp Switch Class | derotnpc4001sw1 | 10.76.76.42 | 31111200236 | 28.02.18 | NetApp | NetApp CN1610
165 | Germany | NetApp Switch Class | derotnpc4001sw2 | 10.76.76.43 | 31111200238 | 28.02.18 | NetApp | NetApp CN1610
166 | Germany | NetApp Switch Class | derotnpc3002sw1 | 10.67.85.40 | 40211200051 | 31.03.18 | NetApp | NetApp CN1610
167 | Germany | NetApp Switch Class | derotnpc3002sw2 | 10.67.85.41 | 31111200412 | 31.03.18 | NetApp | NetApp CN1610

## Servers
S.No: | Server name | Type of server | Function
1 | dewdfgwp00236 | Physical server | Netapp admin / test server
2 | ls2927 | Physical server | Storage admin server
3 | ls2928 | Physical server | Storage admin server
4 | ls5581 | Pysical Server | SMI-S Server(test)
5 | pwdf5127 | Physical server | PRM SMI-S(production)
6 | pwdf5193 | Physical server | SAN delete server
7 | pwdf5196 | Physical server | SAN delete server
8 | pwdf5199 | Physical server | SAN delete server
9 | pwdf5207 | Physical server | Site scope server for global storage team
10 | pwdf5208 | Physical server | SAN screen test server
11 | Pwdf5209 | Physical server | SAN screen server for monitoring (sanscrep)
12 | pwdf5213 | Physical server | San Screen symapi server (sansym01)
13 | pwdf5214 | Physical server | San Screen symapi server (sansym02)
14 | pwdf5215 | Physical server | SAN delete server
15 | Pwdf5218 | Physical server | SAN screen server for monitoring (sanscdb1)
16 | Pwdf5219 | Physical server | SAN screen server for monitoring (sanscdb2)
17 | pwdf5241 | Physical server | SAN delete server
18 | pwdf5246 | Physical server | SMF database server
19 | pwdf5350 | Physical server | Jump host for storage team
20 | pwdf5755 | Physical server | Jump host for storage team
21 | pwdf5869 | Physical server | Jump host for storage team
22 | spwdfvm0090 | Virtual Server | Storage admin server snap drive
23 | spwdfvm0091 | Virtual Server | Storage admin server snap drive
24 | spwdfvm1057 | Virtual Server | ESRS EMC gateway
25 | spwdfvm1058 | Virtual Server | ESRS EMC gateway
26 | spwdfvm1059 | Virtual Server | ESRS EMC gateway
27 | spwdfvm1229 | Virtual Server | Enterprise Management console / DCFM
28 | Spwdfvm2068 | Virtual Server | EMC Unisphere Vmax
29 | Spwdfvm2069 | Virtual Server | EMC Unisphere Vmax
30 | Spwdfvm2070 | Virtual Server | EMC Unisphere Vmax
31 | spwdfvm2071 | Virtual Server | EMC VMAX Unisphere
32 | spwdfvm2071 | Virtual Server | SMI-S 1(production)
33 | spwdfvm2072 | Virtual Server | SMIS server for VIPR
34 | spwdfvm2072 | Virtual Server | SMI-S 2(production)
35 | spwdfvm2250 | Virtual Server | Terminal server
36 | spwdfvm2251 | Virtual Server | Terminal server
37 | spwdfvm2255 | Virtual Server | CMCNE SMI-S (production)
38 | spwdfvm2255-new | Virtual Server | splunk brocade forwarder/DCFM
39 | spwdfvm3363 | Virtual Server | EMC VMAX Unisphere
40 | spwdfvm3428 | Virtual Server | Netapp WFA server (Web admin tool)
41 | spwdfvm3607 | Virtual Server | CMCNE SMI-S Server(test)
42 | spwdfvml0519 | Virtual Server | SE Cloud - Test Server WAN Replication
43 | spwdfvml0520 | Virtual Server | SE Cloud - Test Server WAN Replication
44 | spwdfvml0638 | Virtual Server | splunk search head
45 | spwdfvml0701-new | Virtual Server | splunk deployment server
46 | spwdfvml0702-new | Virtual Server | splunk indexer performed / VNX
47 | spwdfvml0703-new | Virtual Server | splunk indexer syslog
48 | spwdfvml0950 | Virtual Server | SE Cloud - Test Server WAN Replication
49 | spwdfvml0995 | Virtual Server | new DFM for monitoring
50 | spwdfvml1000 | Virtual Server | dfm c-mode test (Ommonct1)
51 | spwdfvml1001 | Virtual Server | dfm 7-mode test (Ommont1)
52 | spwdfvml1006 | Virtual Server | dfm c-mod production (Ommonzc1)
53 | spwdfvml1009 | Virtual Server | EMC VMAX unisphere
54 | spwdfvml1009 | Virtual Server | W4N and VIPR CLI /SAP VIPR Scripts(test)
55 | spwdfvml1010 | Virtual Server | Netapp DFM OCUM 6.X (OVA image)
56 | spwdfvml1011 | Virtual Server | Storage Netapp performance manager (DFM/Ommonp2)
57 | spwdfvml1012 | Virtual Server | Storage Netapp performance manager (DFM/Ommonp1)
58 | spwdfvml1013 | Virtual Server | Monitoring server of Netapp filers (Ommonz1)
59 | spwdfvml1070 | Virtual Server | Monitoring server of VS Netapp filers (ommonz2)
60 | spwdfvml1094 | Virtual Server | VIPR Controller Node(test)
61 | spwdfvml1095 | Virtual Server | VIPR Controller Node(test)
62 | spwdfvml1096 | Virtual Server | VIPR Controller Node(test)
63 | spwdfvml1097 | Virtual Server | VIPR Load Balancer virtul IP(test)
64 | spwdfvml1157 | Virtual Server | Netapp OPM 1.X (OVA image)
65 | spwdfvml1171 | Virtual Server | WhN DB
66 | spwdfvml1172 | Virtual Server | W4N Collector
67 | spwdfvml1174 | Virtual Server | VIPR Controller Node(test)
68 | spwdfvml1175 | Virtual Server | VIPR Controller Node(test)
69 | spwdfvml1185 | Virtual Server | VIPR Controller Node(production)
70 | spwdfvml1186 | Virtual Server | VIPR Controller Node(production)
71 | spwdfvml1187 | Virtual Server | VIPR Controller Node(production)
72 | spwdfvml1188 | Virtual Server | VIPR Controller Node(production)
73 | spwdfvml1189 | Virtual Server | VIPR Controller Node(production)
74 | spwdfvml1190 | Virtual Server | VIPR Load Balancer virtul IP(production)
75 | Spwdfvml991 | Virtual Server | splunk development server
76 | Spwdfvml992 | Virtual Server | splunk job server
77 | Spwdfvml993 | Virtual Server | splunk dep/test/standby server
78 | vml2642 | Virtual Server | ommonz2
79 | vmw3927 | Virtual Server | Evaluation of sanscreen / test server
80 | vmw3928 | Virtual Server | Evaluation of sanscreen / test server
81 | vmw5113 | Virtual Server | Server for new web admin tool tests
82 | (tsphlgosf.dmzphl.sap.corp) |  | Windows Terminal Server
83 | (shphladm01.dmzphl.sap.corp) |  | Unix Terminal Server
84 | Sanscdb3 |  | SANScreen Suite
85 | USPHLSAN02 |  | Management host for DCFM
86 | USPHLSAN03 (Linux) |  | Management host for DFM (Linux) & SMF
87 | (nvpal426.pal.sap.corp) |  | Management host
88 | (CAVAN-DCFM02.van.sap.corp) |  | Management host
89 | pstyovm382.tyo.sap.corp |  | Management host
90 | aupssvs01.syd.sap.corp |  | Management host
91 | sanscdb4 |  | SANScreen Suite
92 | sgsinvm0234.sin.sap.corp |  | Management host
93 | sgsinvm0114.sin.sap.corp |  | Management host
94 | usdubsan01.oak.sap.corp/usdubsan02.oak.sap.corp |  | Management host(Windows server)
95 | HDS-Gateway |  | Management host(Windows server)
96 | dub-vmax-unis1.oak.sap.corp |  | Management host(Windows server)
97 | http://localhost:6696/CGI-LOGON |  | Management host(Windows server)
98 | bou-vault.den2.sap.corp |  | Management host(Windows server)
99 | Spwdfvml1193 | Virtual Server | ViPR SMIS application server
100 | Spwdfvml1194 | Virtual Server | ViPR SMIS application server
101 | USIADVM1037 |  | SPLUNK indexer syslog
102 | USIADVM1038 |  | SPLUNK forwarder syslog
103 | SGSINVM0110 |  | SPLUNK indexer syslog
104 | SGSINVM0120 |  | SPLUNK forwarder syslog

## EOM by KUG
EOM | (Multiple Items)
Row Labels | Count of EOM
B2D | 1
Dedicated Storage | 28
Shared NAS | 11
Shared NAS & SAN | 2
Shared SAN | 6
Sybase | 9
VMware | 25
(blank) | 3
Grand Total | 85